## 14425
Stock Summary - 14.04.2025
Sr No | Material Description | Purchase Item Code | Inward Qty | Outward Qty | Balance Qty | Rate | Total Value | Material Current Location QTY
1 | Panel For Water Quality Instrument with Acrylic Box | PNLV001KP00801 | 260 | 259 | 1 | 6901.15 | 6901.15 | Sakar=1
2 | Modular IO-Analog OUT PUT FL-SC-A004-I-CE | PLCF001SE01302 | 20 | 10 | 10 | 4553 | 45530 | Sakar=10
3 | Radar Level Transmitter | LVLC001BE00801 | 445 | 427 | 18 | 19800 | 356400 | Sakar=18
4 | Pressure Transmitter | PRTA010BA00402 | 250 | 243 | 7 | 3151 | 22057 | Sakar=5,TS=2
5 | Hydrostatic Level Transmitter | LVLE050MI00703 | 600 | 413 | 187 | 7435.33 | 1390407.33 | Sakar WH=00, Sakar WH=183,Sakar=2,Expo=2
6 | iVFD-T-7.5 | PPAO012NA00000 | 171 | 141 | 30 | 12228 | 366840.11 | Baharich=10,Themis=1, Sakar WH=3, Sakar=7,Krishant=3, Sakar=6
7 | iVFD-T-11 | PPAO014NA00000 | 391 | 296 | 95 | 12438.99 | 1181703.59 | Baharich=26, Sakar WH=22,Krishant=4, Themis=36,Sakar=7
8 | iVFD-T-15 | PPAO016NA00000 | 139 | 90 | 49 | 13333.54 | 653343.3 | Baharich=6, Sakar WH=2,Krishant=1, Sakar WH=7,Krishant=3, Sakar =8,Themis=22
9 | Pressure Transmitter (New) XYT | PRTA010XT00901 | 750 | 471 | 279 | 1872 | 522288 | Sakar=25 With Dispaly,Sakar=4(With out Display), Sakar=250
10 | Online Turbidity Meter Measure range: 0-400 NTU | WQATUT001NN004 | 750 | 643 | 107 | 16560 | 1771920 | Sakar=9,Krishant=3, Sakar=30, TS=1,Sakar=2, Krishant=5, Nextgen=26,Krishant=4,Themis=3,Sakar=15, Sakar=9
11 | Online Free Chlorine Meter with Sensor | WQACLT001NN003 | 778 | 705 | 73 | 15649.36 | 1142403.08 | Krishant=3,Sakar=6, TS=1, TS=1, Krishant=5, Nextgen=26,Krishant=4,Themis=3,Sakar=15, Sakar=9
12 | DLINK Cat-6 Lan Cable | CABB001NA00000 | 1830 | 1580 | 250 | 20.25 | 5061.48 | Sakar= 250 Meter
13 | EMFM 80NB Model-151MFM | EFMR003SB00103 | 12 | 3 | 9 | 29000 | 261000 | Sakar WH=8,Sakar=1
14 | LRS-50-24 | PPAB009NA00000 | 5 | 1 | 4 | 618 | 2472 | Sakar=4
15 | EMFM MODEL-151MFM 200NB | EFMR007SB00103 | 3 | 2 | 1 | 40000 | 40000 | Pirana=1, Sakar=0
16 | 25mm PVC Flexible PIPE-Black | ELAM103PR00001 | 9992 | 9842 | 150 | 15.22 | 2283.18 | Sakar=100, Pirana=50
17 | Solar Charger Controller 12v/10Amp | MISU001NA00000 | 310 | 307 | 3 | 597.24 | 1791.73 | Sakar=3
18 | SCV-200-01 | PLAX102SP00000 | 321 | 320 | 1 | 2002.49 | 2002.49 | Sakar=1
19 | Over Voltage Protection | PPAA003CC00000 | 450 | 163 | 287 | 245 | 70315 | Sakar=200, Sakar=87
20 | Solar Panel 12V/80W | MISE002NA00000 | 298 | 296 | 2 | 2389.13 | 4778.26 | Sakar=1,Krishant=1
21 | Exide Power safe EP 26-12 | PPAJ011EX00500 | 193 | 190 | 3 | 2253.68 | 6761.04 | Sakar=3
22 | Fuji Finch PW 1KVA Online UPS | UPSB101FS00901 | 15 | 7 | 8 | 11500 | 92000 | Sakar=8
23 | TUS-ULTRATROL-21 | LVLB004PT00101 | 6 | 5 | 1 | 17000 | 17000 | Sakar=1
24 | Flowmag 900 150NB | EFMR006FT00002 | 1 | 0 | 1 | 29000 | 29000 | sakar=1
25 | MFM376-C-CE | PPAG301SL00300 | 846 | 739 | 107 | 2054.54 | 219836.18 | Sakar=13, Sakar=12, Sakar=56, Nextgen=26
26 | Actuator Model: QT- 5, on/off Duty, valve size:80mm | MOVC002MA00300 | 8 | 2 | 6 | 14200 | 85200 | Sakar WH=6
27 | Exide CS 7-12 | PPAJ015EX00800 | 5 | 3 | 2 | 660 | 1320 | Sakar=2
28 | Dlink Cat6 1Mtr | CABB101NA00000 | 60 | 35 | 25 | 105 | 2625 | Sakar=22 Meter,3Nos Internal testing At sakar.
29 | Photocell Day/Night Sensor(BT31P1) | PPAS002RE02400 | 65 | 60 | 5 | 175 | 875 | Sakar=5
30 | Reference Cell Permanent:cy/cuSo4 | ONGA101Z000001 | 3 | 1 | 2 | 3800 | 7600 | Sakar=2
31 | Airmaster Gauge/Syphon U Pipe/Syphon Cock 0-21kg-4" | PRGA025AM00001 | 14 | 12 | 2 | 905.14 | 1810.29 | sakar=2
32 | PVC Conduit Pipe Flexible 50mm | ELAM106PR00001 | 1000 | 975 | 25 | 18.9 | 472.5 | Sakar =25
34 | Industrial Helmet | TOOA002UN00000 | 12 | 10 | 2 | 110 | 220 | Sakar=2
35 | SCV 100-01 100 Ltr Tank | PLAX101SP00000 | 2325 | 2321 | 4 | 1050 | 4200 | Sakar=4
36 | 2.5sqmm*4core Copper Flexible Cable-FRLS | CABF403PO00003 | 23600 | 20870 | 2730 | 109.73 | 299569.26 | SakarWH=200,Sakar=30, SakarWH=700, Pirana WH = 1800
37 | 1sqmm*10core Copper Flexible Cable-FRLS | CABF901PO00003 | 26700 | 26300 | 400 | 123.41 | 49364.21 | Sakar=400
38 | Flow meter DN150 | EFMR006XT00300 | 2 | 0 | 2 | 20136.5 | 40273 | Pirana=1, Pirana=1
39 | 150DN Wafer Type Butterfly Valve | MOVC005TN00000 | 1 | 0 | 1 | 32934 | 32934 | Sakar=1
40 | iEFM-150 | EFMR006MI00300 | 176 | 167 | 9 | 22085.8 | 198772.16 | Pirana WH =8,TS=1,
41 | iPMU-7-E-V000 | HMIA007KN00703 | 1100 | 542 | 558 | 3990 | 2226420 | Krishant=12,Nextgen=26,Themis=1,, Pirana WH=250(GMDA),Themis=19, Krishant=66,Themis=115(Anutech),Sakar=69
42 | Met Pump Neo 6 LPH 4-20With LS | WQACDO001ED002 | 729 | 727 | 2 | 6443.52 | 12887.05 | Sakar=2
43 | PVC BOX 300*255*120 | PNLS000NA00000 | 1657 | 1574 | 83 | 430.72 | 35749.76 | Sakar=3,Sakar WH=7,Pirana=73
44 | iVFD-T-5.5 | PPAO011NA00000 | 57 | 37 | 20 | 8089.68 | 161793.68 | TS=1,Krishant=2, Sakar WH=11, Sakar =5, Themis =1
45 | iVFD-T-18.5 | PPAO017NA00000 | 47 | 16 | 31 | 20890.07 | 647592.24 | Sakar WH=16, Sakar=5,Themis=10
46 | 150DN Electric Butterfly Valve | MOVC005ZD00000 | 1 | 0 | 1 | 27024 | 27024 | Sakar=1
47 | 150mm Electric Butterfly Valve | MOVC005ZB00000 | 2 | 0 | 2 | 18372 | 36744 | Sakar=2
48 | 150DN Electric Butterfly Valve | MOVC005AR00000 | 1 | 0 | 1 | 23940 | 23940 | Sakar=1
49 | Flow Control Vlve DN-150 | MOVC005NA00000 | 228 | 218 | 10 | 11079.41 | 110794.12 | Sakar=1,Sakar WH=9
50 | MOdbus to 4G Lan Max Gateway | MODF001WI00304 | 1069 | 1047 | 22 | 3871.7 | 85177.46 | Sakar=18,Themis=2,Pirana WH=1,TS=1
51 | 2.5sqmm*3core Copper Flexible Cable FRLS Black | CABF303NA00003 | 3100 | 500 | 2600 | 82.7 | 215020 | Pirana=2000, Pirana=600
52 | 1sqmm*2core Copper Flexible Cable FRLS-Black | CABF203NA00003 | 20300 | 17700 | 2600 | 50.9 | 132333.41 | Sakar =2000,Sakar=500,Pirana=100 (Testing for iot pb)
53 | 10core*1sqmm Copper Flexible Cable Black-FRLS | CABF901NA00003 | 16000 | 15700 | 300 | 107.57 | 32271.68 | Sakar= 300 Meter
54 | iSS-K-11 | PPAO014NA04000 | 183 | 169 | 14 | 8847.17 | 123860.45 | Sakar=14
55 | White 4x4 Inch PVC Junction Box | ELAZ101NA00000 | 70 | 50 | 20 | 60 | 1200 | Sakar=20
56 | White 6 x4 Inch PVC Junction Box | ELAZ102NA00000 | 70 | 49 | 21 | 90 | 1890 | Sakar WH=1, Sakar WH=20
57 | 100mm Electrics Butterfly Valve | MOVC003BO00000 | 1 | 0 | 1 | 7044 | 7044 | Fluid Control Lab=1
58 | Flow Control Valve DN80 | MOVC002NA00000 | 48 | 25 | 23 | 5681 | 130663 | Sakar WH=23
59 | Flow Control Valve DN-100 | MOVC003NA00000 | 439 | 430 | 9 | 6839.49 | 61555.41 | Sakar=9
60 | Flow Control Valve DN200 | MOVC006NA00000 | 38 | 37 | 1 | 14079.58 | 14079.58 | Sakar WH=1
61 | Flow Control Valve DN250 | MOVC007NA00000 | 6 | 2 | 4 | 18395 | 73580 | Pirana WH =4
62 | Flow Control Valve DN300 | MOVC008NA00000 | 2 | 0 | 2 | 153024.5 | 306049 | Sakar=1, Sakar=1
63 | Pressure Transmitter iPT-10-E-24-C1-G-D | PRTA016NA00000 | 1010 | 736 | 274 | 1224 | 335376 | Sakar-4=173,Pirana WH=1, Sakar-4=100
64 | Human Machine Interface 12 inch | HMIA012NA00000 | 28 | 23 | 5 | 1341 | 6705 | Sakar=5
65 | 63A DC 6kA 1000V DC MCB | PPAL009CH02000 | 451 | 251 | 200 | 878 | 175600 | Sakar WH=23,Themis=1, Themis=17,Krishant=12,Sakar=12, Sakar=15, Themis=120
66 | iEFM-100 | EFMR004MI00300 | 75 | 73 | 7 | 18240 | 127680 | Pirana=2(1Nos Use For Test Line and 1Nos Use For R&D) FCRI=4(DC-157/2024-25,DC-170/2024-25),Jaunpur=5
67 | iEFM-200 | EFMR007MI00300 | 85 | 84 | 1 | 25872 | 25872 | Pirana WH=1
68 | Tubewell Automation Panel | PNLB011NA00300 | 19 | 17 | 2 | 18000 | 36000 | Sakar=2
69 | Lummines Sinwave Inverter 750/12v dc | UPSB100LU00303 | 2 | 1 | 1 | 4322.02 | 4322.02 | Sakar=1
70 | Tail End Point Panel | PNLA008NA00000 | 944 | 926 | 18 | 2723.31 | 49019.49 | Sakar=3, Sakar=15
71 | Ultrasonic Level Transmitter 0-8mtr | LVLB003NA00001 | 150 | 137 | 13 | 7080 | 92040 | Expo=2,Sakar=11
72 | SALZER RELAY MSP 4P 240VAC **1 | PPAE014SA00000 | 54 | 44 | 10 | 65.65 | 656.48 | Sakar=10
73 | GS2107-WTBD-N | HMIA007MI00303 | 4 | 3 | 1 | 17503 | 17503 | Sakar=1
74 | 150mm Wlotman Type Water Mater | EFME006NA00000 | 460 | 458 | 2 | 8364.37 | 16728.73 | Pirana WH=1,TS=1
75 | LG6435 with RS845 and 3 Line display | PPG301EL00300 | 23 | 20 | 3 | 2630.43 | 7891.3 | TS=3
76 | 4 core x 1.5 Sq.mm Copper PVC Flexible Cable | CABF402PO00001 | 500 | 300 | 200 | 65.23 | 13046 | Sakar WH=200
77 | Electronic Dosing Pump VA-01 6LPH 4Kg PP | WQACDO001VT000 | 1854 | 1852 | 2 | 5195.65 | 10391.29 | Sakar=2
78 | ISS-K-22 | PPAO018NA04000 | 42 | 40 | 2 | 11244 | 22488 | Sakar=2
79 | ISS-K-45 | PPAO021NA04000 | 4 | 0 | 4 | 15372 | 61488 | Sakar=4
80 | iPT10 Pressure Transmitter 0-25Bar | PRTA025MI00001 | 30 | 26 | 4 | 2148 | 8592 | Sakar=4
81 | iPT10 Pressure Transmitter 0-100 Bar | PRTA100MI00002 | 5 | 4 | 1 | 2148 | 2148 | SAKAR=1
82 | 16mm*48 Nut Bolt Washer | PLAH005ST00000 | 80 | 20 | 60 | 39 | 2340 | Sakar=60
83 | i VFD-T-4.0 | PPAO009NA00000 | 444 | 270 | 174 | 6002.99 | 1044519.41 | Sakar=7,Expo=1, Themis=28, Themis=118, SAKAR=20
84 | i VFD-T-22 | PPAO018NA00000 | 23 | 2 | 21 | 21432.34 | 450079.23 | Sakar WH=16,Sakar=2, Themis=1,Sakar=2
85 | Relay 230 V AC, 2 CO | PPAE005SC00000 | 12 | 10 | 2 | 156.67 | 313.33 | Sakar=2
86 | iEFM-250 | EFMR008MI00300 | 10 | 3 | 7 | 30960 | 216720 | Sakar =1,Pirana WH =6
87 | iEFM-300 | EFMR009MI00300 | 10 | 2 | 8 | 37560 | 300480 | Pirana WH =8
88 | iEFM-350 | EFMR010MI00300 | 8 | 3 | 5 | 44676 | 223380 | Pirana WH =5
89 | Flow meter DN80 | EFMR003XT00300 | 1 | 0 | 1 | 16824 | 16824 | Sakar=1
90 | Flow meter DN100 | EFMR004XT00300 | 1 | 0 | 1 | 17040 | 17040 | Sakar=1
91 | Flow meter DN125 | EFMR005XT00300 | 1 | 0 | 1 | 17988 | 17988 | Sakar=1
92 | Flow meter DN200 | EFMR007XT00300 | 1 | 0 | 1 | 24672 | 24672 | Pirana=1
93 | Flow meter DN250 | EFMR008XT00300 | 1 | 0 | 1 | 28560 | 28560 | Pirana=1
94 | 1sqmm x 2core Copper Flexible Cable | CABF203PO00007 | 11600 | 11550 | 50 | 27.93 | 1396.52 | Pirana WH = 50 Meter
95 | 10 core x1.5 Sq mm Copper Flexible Insulated Cable | CABF902PO00001 | 500 | 100 | 400 | 167.64 | 67056 | Sakar WH=400
96 | Indo-JB-3020-SMC 300MM*200MM*105MM Job Work | PNLJ000NA00000 | 397 | 394 | 3 | 1128.65 | 3385.96 | Pirana=3
97 | Chlorine Dosing System -M-Without Tank | WQACDO001ED101 | 10 | 0 | 10 | 28000 | 280000 | Sakar=10
98 | Relay 24 V DC, 2 CO Make:BCH | PPAE009SC00000 | 2 | 0 | 2 | 175 | 350 | Sakar=2
99 | Supply of Permanent Copper Sulfate Electrode 14627 Mc Miller | ONGA101MC00001 | 61 | 4 | 57 | 5170.49 | 294718.03 | Controlplus: 57
100 | Solid Shaft Encoder J-58A | MISK001JA01600 | 303 | 47 | 256 | 4840 | 1239040 | Sakar= 256 Nos
101 | ADVM Protocol Converter | MODN007NA00000 | 30 | 28 | 2 | 2500 | 5000 | Sakar=2
102 | Unix-1-230V Compact PLC -Panel Mount | PLCQ001SE01003 | 303 | 55 | 248 | 2587 | 641576 | Krishant = 80, Krishant =165, Krishant =3
103 | Panel Pole Mounting bracket (1 Set = 2 Pcs.) Size: 40mm x 3mm | PPAAL000061910 | 1701 | 1699 | 2 | 93 | 186 | TS=1,Rishi Enterprise=1
104 | LoRA Antenna Clamp with black powder coating (thickness 80 ~ 90 microns) | PLAG000ST00001 | 600 | 0 | 600 | 22 | 13200 | Sakar=600
105 | LoRA GW Antenna Clamp with black powder coating (thickness 80 ~ 90 microns) | PLAG000ST00014 | 150 | 0 | 150 | 48 | 7200 | Sakar=150
106 | Digital pH Sensor Measuring range: 0-14 Accuracy: ±0.02pH ±0.3°C Output: RS485 and 4~20mA | WQAO001NN00501 | 9 | 1 | 8 | 10222.22 | 81777.78 | Sakar=1,ITC=1, Sakar=6
107 | Ultrasonic Level Transmitter | LVLB002CI00000 | 403 | 215 | 188 | 6820.35 | 1282225.31 | TS=1,Sakar=1, TS=1, Sakar=85, Sakar=100
108 | iEFM-50 | EFMR001MI00300 | 3 | 0 | 3 | 20100 | 60300 | Sakar=3
109 | iEFM-65 | EFMR002MI00300 | 2 | 1 | 1 | 20700 | 20700 | Sakar=1
110 | Online Conductivity Meter Measuring range: K=10, 0~2000μS/cm Accuracy: ±2%FS | WQAP000CI00600 | 6 | 0 | 6 | 16200 | 97200 | Sakar=6
111 | Lighting Arrester (Heavy) | ELAU113KA00600 | 2 | 1 | 1 | 26250 | 26250 | Sakar=1
112 | RS-232 to 485 converter w/ iso. R Model No: ADAM-4520-F | MODM006AD00000 | 2 | 1 | 1 | 5013 | 5013 | Sakar=1
113 | 2.5 SQ MM END SLEEVE INSU LUGS | ELAB024ST00000 | 1200 | 1000 | 200 | 1.31 | 262.67 | Pirana=200
114 | VFD 1.5kW 380v 3 Phase CDI-EM60G1R5T4B | PPAO001DE04300 | 5 | 0 | 5 | 4711.2 | 23556 | Sakar=5
115 | 2.5 SQ MM RING TypeLUGS | ELAB024ST00001 | 600 | 500 | 100 | 1.89 | 189 | Pirana WH=100
116 | 10” Inch HMI Model: FP4101TN Make: Renu | HMI010RE00803 | 8 | 0 | 8 | 17705 | 141640 | Sakar=8
117 | KEYBOARD Dell | ITAM001NA00000 | 3 | 2 | 1 | 575 | 575 | Sakar=1
118 | Mouse Dell | ITAM003NA00000 | 3 | 2 | 1 | 295 | 295 | Sakar=1
119 | Pressure Transmitter without Display Pressure Range: 0 ~ 10 Bar=15,0 ~ 100 Bar=14,0 ~ 40=10 Bar,0 ~ 60 Bar=18 | (PRTA010MI00002 0-10Bar)-2Nos (PRTA100MI00002 0-100Bar)-6Nos | 57 | 49 | 8 | 1440 | 11520 | Sakar - 0 to 60 Bar=2, 0 to 10 Bar =2, 0 to 40 Bar=2, 0 to 100 =2 )
120 | Electromagnetic Flowmeter DN40 | EFMR012CM00003 | 6 | 0 | 6 | 12480 | 74880 | Pirana WH=6
121 | Electromagnetic Flowmeter DN50 | EFMR001CM00003 | 90 | 0 | 90 | 13080 | 1177200 | Pirana WH=90
122 | Electromagnetic Flowmeter DN80 | EFMR003CM00003 | 35 | 29 | 6 | 15480 | 92880 | Pirana WH=6
123 | Electromagnetic Flowmeter DN100 | EFMR004CM00003 | 65 | 54 | 11 | 17040 | 187440 | Pirana WH=11
124 | Electromagnetic Flowmeter DN150 | EFMR006CM00003 | 18 | 11 | 7 | 19620 | 137340 | Pirana WH=7
125 | Electromagnetic Flowmeter DN200 | EFMR007CM00003 | 18 | 13 | 5 | 22920 | 114600 | Pirana WH=5
126 | Electromagnetic Flowmeter DN250 | EFMR008CM00003 | 5 | 0 | 5 | 30360 | 151800 | Pirana WH=5
127 | Electromagnetic Flowmeter DN300 | EFMR009CM00003 | 6 | 0 | 6 | 35760 | 214560 | Pirana WH=6
128 | Electromagnetic Flowmeter DN350 | EFMR010CM00003 | 1 | 0 | 1 | 39000 | 39000 | Pirana WH=1
129 | Electromagnetic Flowmeter DN400 | EFMR011CM00003 | 1 | 0 | 1 | 44400 | 44400 | Pirana WH=1
130 | Electromagnetic Flowmeter DN600 | EFMR013CM00003 | 1 | 0 | 1 | 34200 | 34200 | Pirana WH=1
131 | Electromagnetic Flowmeter DN900 | EFMR014CM00003 | 2 | 0 | 2 | 116760 | 233520 | Pirana WH=2
132 | Rock Salt | ELAU000NA00000 | 142 | 140 | 2 | 685.42 | 1370.85 | Barabanki=2
133 | SMC ENCLOSURE BOX Dimension: 140 x 140 x 95mm | ELAU106VS00000 | 4 | 0 | 4 | 150 | 600 | Sakar=4
134 | HP WORKSTATION Z2 G9 Tower (8S171PA) I7-12700/16GB D5 /1TB NVME /WIN11P /SP /500W / 3YR)/with monitor 324pV 23.5 Inch Additional 1 TB HDD DIS Seagate | ITAK013NA00000 | 8 | 0 | 8 | 77990 | 623920 | Sakar=8
135 | Digital Turbidity sensor Measuring range: 0-400NTU | WQAF001NN00000 | 26 | 25 | 1 | 18000 | 18000 | Sakar=1
136 | 0.75 Sqmm x 1 Pair Copper Shielded Armored Cable | CABC500PO00002 | 5015 | 0 | 5015 | 68.88 | 345433.2 | Pirana WH = 5015 Meter
137 | 1.5 Sqmm x 4 Core Copper FRLS Armored Cable | CABC402PO00003 | 1255 | 0 | 1255 | 100.84 | 126554.2 | Pirana WH= 1255 Meter
138 | 0.75 Sqmm x 2 Pair Copper Shielded Armored Cable | CABC509PO00002 | 1655 | 0 | 1655 | 103.74 | 171689.7 | Pirana WH = 1655 Meter
139 | 0.75 Sqmm x 6 Pair Copper Shielded Armored Cable | CABC505PO00002 | 260 | 0 | 260 | 217.98 | 56674.8 | Pirana WH =260 Meter
140 | 15 mm flexible conduit polymid type pipe - industrial grade PG-11 | ELAM108VS00400 | 50 | 0 | 50 | 21.5 | 1075 | Sakar= 50 Meter
141 | 21 mm flexible conduit polymid type pipe - industrial grade PG-16 | ELAM109VS00500 | 50 | 0 | 50 | 33.5 | 1675 | Sakar= 50 Meter
142 | Supply of Cable for All Accessories | CABF000PO00000 | 2 | 0 | 2 | 28000 | 56000 | Barabanki=2
143 | EPDM rubber “O” ring Dimensions: 67x7 mm | ELAY006ST00000 | 410 | 0 | 410 | 15 | 6150 | Sakar=410
144 | Wafer type Butterfly Valve with Electrical actuator 150MM | MOVC005QI00000 | 1 | 0 | 1 | 27600 | 27600 | Sakar=1
Total Amount | [6 empty] | 25006637.48

## 14425 (2)
Stock Summary - 14.04.2025
Sr No | Material Description | Purchase Item Code | Inward Qty | Outward Qty | Balance Qty | Rate | Total Value | Material Current Location QTY | Sakar | TS | Sakar WH | Themis | Krishant | Pirana WH | Nextgen | Expo | Fluid Control Lab | Rishi Enterprise | ITC | Controlplus | FCRI | Jaunpur | Baharich | Barabanki | Total
1 | Panel For Water Quality Instrument with Acrylic Box | PNLV001KP00801 | 260 | 259 | 1 | 6901.15 | 6901.15 | Sakar=1 | 1 | 0 | 0 | 0 | 0 | 0 | 0 | 0 | 0 | 0 | 0 | 0 | 0 | 0 | 0 | 0 | 1
2 | Modular IO-Analog OUT PUT FL-SC-A004-I-CE | PLCF001SE01302 | 20 | 10 | 10 | 4553 | 45530 | Sakar=10 | 10 | 0 | 0 | 0 | 0 | 0 | 0 | 0 | 0 | 0 | 0 | 0 | 0 | 0 | 0 | 0 | 10
3 | Radar Level Transmitter | LVLC001BE00801 | 445 | 427 | 18 | 19800 | 356400 | Sakar=18 | 18 | 0 | 0 | 0 | 0 | 0 | 0 | 0 | 0 | 0 | 0 | 0 | 0 | 0 | 0 | 0 | 18
4 | Pressure Transmitter | PRTA010BA00402 | 250 | 243 | 7 | 3151 | 22057 | Sakar=5,TS=2 | 5 | 2 | 0 | 0 | 0 | 0 | 0 | 0 | 0 | 0 | 0 | 0 | 0 | 0 | 0 | 0 | 7
5 | Hydrostatic Level Transmitter | LVLE050MI00703 | 600 | 413 | 187 | 7435.33 | 1390407.33 | Sakar WH=183,Sakar=2,Expo=2 | 2 | 0 | 183 | 0 | 0 | 0 | 0 | 2 | 0 | 0 | 0 | 0 | 0 | 0 | 0 | 0 | 187
6 | iVFD-T-7.5 | PPAO012NA00000 | 171 | 141 | 30 | 12228 | 366840.11 | Baharich=10,Themis=1, Sakar WH=3, Sakar=7,Krishant=3, Sakar=6 | 13 | 0 | 3 | 1 | 3 | 0 | 0 | 0 | 0 | 0 | 0 | 0 | 0 | 0 | 10 | 0 | 30
7 | iVFD-T-11 | PPAO014NA00000 | 391 | 296 | 95 | 12438.99 | 1181703.59 | Baharich=26, Sakar WH=22,Krishant=4, Themis=36,Sakar=7 | 7 | 0 | 22 | 36 | 4 | 0 | 0 | 0 | 0 | 0 | 0 | 0 | 0 | 0 | 26 | 0 | 95
8 | iVFD-T-15 | PPAO016NA00000 | 139 | 90 | 49 | 13333.54 | 653343.3 | Baharich=6, Sakar WH=2,Krishant=1, Sakar WH=7,Krishant=3, Sakar=8,Themis=22 | 8 | 0 | 9 | 22 | 4 | 0 | 0 | 0 | 0 | 0 | 0 | 0 | 0 | 0 | 6 | 0 | 49
9 | Pressure Transmitter (New) XYT | PRTA010XT00901 | 750 | 471 | 279 | 1872 | 522288 | Sakar=25 With Dispaly,Sakar=4(With out Display), Sakar=250 | 279 | 0 | 0 | 0 | 0 | 0 | 0 | 0 | 0 | 0 | 0 | 0 | 0 | 0 | 0 | 0 | 279
10 | Online Turbidity Measure range: 0-400 NTU | WQATUT001NN004 | 750 | 643 | 107 | 16560 | 1771920 | Sakar=9,Krishant=3, Sakar=30, TS=1,Sakar=2, Krishant=5, Nextgen=26,Krishant=4,Themis=3,Sakar=15, Sakar=9 | 65 | 1 | 0 | 3 | 12 | 0 | 26 | 0 | 0 | 0 | 0 | 0 | 0 | 0 | 0 | 0 | 107
11 | Online Free Chlorine with Sensor | WQACLT001NN003 | 778 | 705 | 73 | 15649.36 | 1142403.08 | Krishant=3,Sakar=6, TS=1, TS=1, Krishant=5, Nextgen=26,Krishant=4,Themis=3,Sakar=15, Sakar=9 | 30 | 2 | 0 | 3 | 12 | 0 | 26 | 0 | 0 | 0 | 0 | 0 | 0 | 0 | 0 | 0 | 73
12 | DLINK Cat-6 Lan Cable | CABB001NA00000 | 1830 | 1580 | 250 | 20.25 | 5061.48 | Sakar= 250 | 250 | 0 | 0 | 0 | 0 | 0 | 0 | 0 | 0 | 0 | 0 | 0 | 0 | 0 | 0 | 0 | 250
13 | EMFM 80NB Model-151MFM | EFMR003SB00103 | 12 | 3 | 9 | 29000 | 261000 | Sakar WH=8,Sakar=1 | 1 | 0 | 8 | 0 | 0 | 0 | 0 | 0 | 0 | 0 | 0 | 0 | 0 | 0 | 0 | 0 | 9
14 | LRS-50-24 | PPAB009NA00000 | 5 | 1 | 4 | 618 | 2472 | Sakar=4 | 4 | 0 | 0 | 0 | 0 | 0 | 0 | 0 | 0 | 0 | 0 | 0 | 0 | 0 | 0 | 0 | 4
15 | EMFM MODEL-151MFM 200NB | EFMR007SB00103 | 3 | 2 | 1 | 40000 | 40000 | Pirana=1, Sakar=0 | 0 | 0 | 0 | 0 | 0 | 1 | 0 | 0 | 0 | 0 | 0 | 0 | 0 | 0 | 0 | 0 | 1
16 | 25mm PVC Flexible PIPE-Black | ELAM103PR00001 | 9992 | 9842 | 150 | 15.22 | 2283.18 | Sakar=100, Pirana=50 | 100 | 0 | 0 | 0 | 0 | 50 | 0 | 0 | 0 | 0 | 0 | 0 | 0 | 0 | 0 | 0 | 150
17 | Solar Charger Controller 12v/10Amp | MISU001NA00000 | 310 | 307 | 3 | 597.24 | 1791.73 | Sakar=3 | 3 | 0 | 0 | 0 | 0 | 0 | 0 | 0 | 0 | 0 | 0 | 0 | 0 | 0 | 0 | 0 | 3
18 | SCV-200-01 | PLAX102SP00000 | 321 | 320 | 1 | 2002.49 | 2002.49 | Sakar=1 | 1 | 0 | 0 | 0 | 0 | 0 | 0 | 0 | 0 | 0 | 0 | 0 | 0 | 0 | 0 | 0 | 1
19 | Over Voltage Protection | PPAA003CC00000 | 450 | 163 | 287 | 245 | 70315 | Sakar=200, Sakar=87 | 287 | 0 | 0 | 0 | 0 | 0 | 0 | 0 | 0 | 0 | 0 | 0 | 0 | 0 | 0 | 0 | 287
20 | Solar Panel 12V/80W | MISE002NA00000 | 298 | 296 | 2 | 2389.13 | 4778.26 | Sakar=1,Krishant=1 | 1 | 0 | 0 | 0 | 1 | 0 | 0 | 0 | 0 | 0 | 0 | 0 | 0 | 0 | 0 | 0 | 2
21 | Exide Power safe EP 26-12 | PPAJ011EX00500 | 193 | 190 | 3 | 2253.68 | 6761.04 | Sakar=3 | 3 | 0 | 0 | 0 | 0 | 0 | 0 | 0 | 0 | 0 | 0 | 0 | 0 | 0 | 0 | 0 | 3
22 | Fuji Finch PW 1KVA Online UPS | UPSB101FS00901 | 15 | 7 | 8 | 11500 | 92000 | Sakar=8 | 8 | 0 | 0 | 0 | 0 | 0 | 0 | 0 | 0 | 0 | 0 | 0 | 0 | 0 | 0 | 0 | 8
23 | TUS-ULTRATROL-21 | LVLB004PT00101 | 6 | 5 | 1 | 17000 | 17000 | Sakar=1 | 1 | 0 | 0 | 0 | 0 | 0 | 0 | 0 | 0 | 0 | 0 | 0 | 0 | 0 | 0 | 0 | 1
24 | Flowmag 900 150NB | EFMR006FT00002 | 1 | 0 | 1 | 29000 | 29000 | sakar=1 | 1 | 0 | 0 | 0 | 0 | 0 | 0 | 0 | 0 | 0 | 0 | 0 | 0 | 0 | 0 | 0 | 1
25 | MFM376-C-CE | PPAG301SL00300 | 846 | 739 | 107 | 2054.54 | 219836.18 | Sakar=13, Sakar=12, Sakar=56, Nextgen=26 | 81 | 0 | 0 | 0 | 0 | 0 | 26 | 0 | 0 | 0 | 0 | 0 | 0 | 0 | 0 | 0 | 107
26 | Actuator Model: QT- 5, on/off Duty, valve size:80mm | MOVC002MA00300 | 8 | 2 | 6 | 14200 | 85200 | Sakar WH=6 | 0 | 0 | 6 | 0 | 0 | 0 | 0 | 0 | 0 | 0 | 0 | 0 | 0 | 0 | 0 | 0 | 6
27 | Exide CS 7-12 | PPAJ015EX00800 | 5 | 3 | 2 | 660 | 1320 | Sakar=2 | 2 | 0 | 0 | 0 | 0 | 0 | 0 | 0 | 0 | 0 | 0 | 0 | 0 | 0 | 0 | 0 | 2
28 | Dlink Cat6 1Mtr | CABB101NA00000 | 60 | 35 | 25 | 105 | 2625 | Sakar=22 ,3Nos Internal testing At sakar. | 25 | 0 | 0 | 0 | 0 | 0 | 0 | 0 | 0 | 0 | 0 | 0 | 0 | 0 | 0 | 0 | 25
29 | Photocell Day/Night Sensor(BT31P1) | PPAS002RE02400 | 65 | 60 | 5 | 175 | 875 | Sakar=5 | 5 | 0 | 0 | 0 | 0 | 0 | 0 | 0 | 0 | 0 | 0 | 0 | 0 | 0 | 0 | 0 | 5
30 | Reference Cell Permanent:cy/cuSo4 | ONGA101Z000001 | 3 | 1 | 2 | 3800 | 7600 | Sakar=2 | 2 | 0 | 0 | 0 | 0 | 0 | 0 | 0 | 0 | 0 | 0 | 0 | 0 | 0 | 0 | 0 | 2
31 | Airmaster Gauge/Syphon U Pipe/Syphon Cock 0-21kg-4" | PRGA025AM00001 | 14 | 12 | 2 | 905.14 | 1810.29 | sakar=2 | 2 | 0 | 0 | 0 | 0 | 0 | 0 | 0 | 0 | 0 | 0 | 0 | 0 | 0 | 0 | 0 | 2
32 | PVC Conduit Pipe Flexible 50mm | ELAM106PR00001 | 1000 | 975 | 25 | 18.9 | 472.5 | Sakar=25 | 25 | 0 | 0 | 0 | 0 | 0 | 0 | 0 | 0 | 0 | 0 | 0 | 0 | 0 | 0 | 0 | 25
34 | Industrial Helmet | TOOA002UN00000 | 12 | 10 | 2 | 110 | 220 | Sakar=2 | 2 | 0 | 0 | 0 | 0 | 0 | 0 | 0 | 0 | 0 | 0 | 0 | 0 | 0 | 0 | 0 | 2
35 | SCV 100-01 100 Ltr Tank | PLAX101SP00000 | 2325 | 2321 | 4 | 1050 | 4200 | Sakar=4 | 4 | 0 | 0 | 0 | 0 | 0 | 0 | 0 | 0 | 0 | 0 | 0 | 0 | 0 | 0 | 0 | 4
36 | 2.5sqmm*4core Copper Flexible Cable-FRLS | CABF403PO00003 | 23600 | 20870 | 2730 | 109.73 | 299569.26 | Sakar WH=200,Sakar=30, Sakar WH=700, Pirana= 1800 | 30 | 0 | 900 | 0 | 0 | 1800 | 0 | 0 | 0 | 0 | 0 | 0 | 0 | 0 | 0 | 0 | 2730
37 | 1sqmm*10core Copper Flexible Cable-FRLS | CABF901PO00003 | 26700 | 26300 | 400 | 123.41 | 49364.21 | Sakar=400 | 400 | 0 | 0 | 0 | 0 | 0 | 0 | 0 | 0 | 0 | 0 | 0 | 0 | 0 | 0 | 0 | 400
38 | Flow DN150 | EFMR006XT00300 | 2 | 0 | 2 | 20136.5 | 40273 | Pirana=1,Pirana=1 | 0 | 0 | 0 | 0 | 0 | 2 | 0 | 0 | 0 | 0 | 0 | 0 | 0 | 0 | 0 | 0 | 2
39 | 150DN Wafer Type Butterfly Valve | MOVC005TN00000 | 1 | 0 | 1 | 32934 | 32934 | Sakar=1 | 1 | 0 | 0 | 0 | 0 | 0 | 0 | 0 | 0 | 0 | 0 | 0 | 0 | 0 | 0 | 0 | 1
40 | iEFM-150 | EFMR006MI00300 | 176 | 167 | 9 | 22085.8 | 198772.16 | Pirana=8,TS=1, | 0 | 1 | 0 | 0 | 0 | 8 | 0 | 0 | 0 | 0 | 0 | 0 | 0 | 0 | 0 | 0 | 9
41 | iPMU-7-E-V000 | HMIA007KN00703 | 1100 | 542 | 558 | 3990 | 2226420 | Krishant=12,Nextgen=26,Themis=1, Pirana=250 (GMDA),Themis=19, Krishant=66,Themis=115(Anutech),Sakar=69 | 69 | 0 | 0 | 135 | 78 | 250 | 26 | 0 | 0 | 0 | 0 | 0 | 0 | 0 | 0 | 0 | 558
42 | Met Pump Neo 6 LPH 4-20With LS | WQACDO001ED002 | 729 | 727 | 2 | 6443.52 | 12887.05 | Sakar=2 | 2 | 0 | 0 | 0 | 0 | 0 | 0 | 0 | 0 | 0 | 0 | 0 | 0 | 0 | 0 | 0 | 2
43 | PVC BOX 300*255*120 | PNLS000NA00000 | 1657 | 1574 | 83 | 430.72 | 35749.76 | Sakar=3,Sakar WH=7,Pirana=73 | 3 | 0 | 7 | 0 | 0 | 73 | 0 | 0 | 0 | 0 | 0 | 0 | 0 | 0 | 0 | 0 | 83
44 | iVFD-T-5.5 | PPAO011NA00000 | 57 | 37 | 20 | 8089.68 | 161793.68 | TS=1,Krishant=2, Sakar WH=11, Sakar=5, Themis=1 | 5 | 1 | 11 | 1 | 2 | 0 | 0 | 0 | 0 | 0 | 0 | 0 | 0 | 0 | 0 | 0 | 20
45 | iVFD-T-18.5 | PPAO017NA00000 | 47 | 16 | 31 | 20890.07 | 647592.24 | Sakar WH=16, Sakar=5,Themis=10 | 5 | 0 | 16 | 10 | 0 | 0 | 0 | 0 | 0 | 0 | 0 | 0 | 0 | 0 | 0 | 0 | 31
46 | 150DN Electric Butterfly Valve | MOVC005ZD00000 | 1 | 0 | 1 | 27024 | 27024 | Sakar=1 | 1 | 0 | 0 | 0 | 0 | 0 | 0 | 0 | 0 | 0 | 0 | 0 | 0 | 0 | 0 | 0 | 1
47 | 150mm Electric Butterfly Valve | MOVC005ZB00000 | 2 | 0 | 2 | 18372 | 36744 | Sakar=2 | 2 | 0 | 0 | 0 | 0 | 0 | 0 | 0 | 0 | 0 | 0 | 0 | 0 | 0 | 0 | 0 | 2
48 | 150DN Electric Butterfly Valve | MOVC005AR00000 | 1 | 0 | 1 | 23940 | 23940 | Sakar=1 | 1 | 0 | 0 | 0 | 0 | 0 | 0 | 0 | 0 | 0 | 0 | 0 | 0 | 0 | 0 | 0 | 1
49 | Flow Control Vlve DN-150 | MOVC005NA00000 | 228 | 218 | 10 | 11079.41 | 110794.12 | Sakar=1,Sakar WH=9 | 1 | 0 | 9 | 0 | 0 | 0 | 0 | 0 | 0 | 0 | 0 | 0 | 0 | 0 | 0 | 0 | 10
50 | MOdbus to 4G Lan Max Gateway | MODF001WI00304 | 1069 | 1047 | 22 | 3871.7 | 85177.46 | Sakar=18,Themis=2,Pirana=1,TS=1 | 18 | 1 | 0 | 2 | 0 | 1 | 0 | 0 | 0 | 0 | 0 | 0 | 0 | 0 | 0 | 0 | 22
51 | 2.5sqmm*3core Copper Flexible Cable FRLS Black | CABF303NA00003 | 3100 | 500 | 2600 | 82.7 | 215020 | Pirana=2000, Pirana=600 | 0 | 0 | 0 | 0 | 0 | 2600 | 0 | 0 | 0 | 0 | 0 | 0 | 0 | 0 | 0 | 0 | 2600
52 | 1sqmm*2core Copper Flexible Cable FRLS-Black | CABF203NA00003 | 20300 | 17700 | 2600 | 50.9 | 132333.41 | Sakar WH=2000,Sakar=500,Pirana=100 (Testing for iot pb) | 500 | 0 | 2000 | 0 | 0 | 100 | 0 | 0 | 0 | 0 | 0 | 0 | 0 | 0 | 0 | 0 | 2600
53 | 10core*1sqmm Copper Flexible Cable Black-FRLS | CABF901NA00003 | 16000 | 15700 | 300 | 107.57 | 32271.68 | Sakar= 300 | 300 | 0 | 0 | 0 | 0 | 0 | 0 | 0 | 0 | 0 | 0 | 0 | 0 | 0 | 0 | 0 | 300
54 | iSS-K-11 | PPAO014NA04000 | 183 | 169 | 14 | 8847.17 | 123860.45 | Sakar=14 | 14 | 0 | 0 | 0 | 0 | 0 | 0 | 0 | 0 | 0 | 0 | 0 | 0 | 0 | 0 | 0 | 14
55 | White 4x4 Inch PVC Junction Box | ELAZ101NA00000 | 70 | 50 | 20 | 60 | 1200 | Sakar=20 | 20 | 0 | 0 | 0 | 0 | 0 | 0 | 0 | 0 | 0 | 0 | 0 | 0 | 0 | 0 | 0 | 20
56 | White 6 x4 Inch PVC Junction Box | ELAZ102NA00000 | 70 | 49 | 21 | 90 | 1890 | Sakar WH=1, Sakar WH=20 | 0 | 0 | 21 | 0 | 0 | 0 | 0 | 0 | 0 | 0 | 0 | 0 | 0 | 0 | 0 | 0 | 21
57 | 100mm Electrics Butterfly Valve | MOVC003BO00000 | 1 | 0 | 1 | 7044 | 7044 | Fluid Control Lab=1 | 0 | 0 | 0 | 0 | 0 | 0 | 0 | 0 | 1 | 0 | 0 | 0 | 0 | 0 | 0 | 0 | 1
58 | Flow Control Valve DN80 | MOVC002NA00000 | 48 | 25 | 23 | 5681 | 130663 | Sakar WH=23 | 0 | 0 | 23 | 0 | 0 | 0 | 0 | 0 | 0 | 0 | 0 | 0 | 0 | 0 | 0 | 0 | 23
59 | Flow Control Valve DN-100 | MOVC003NA00000 | 439 | 430 | 9 | 6839.49 | 61555.41 | Sakar WH=9 | 0 | 0 | 9 | 0 | 0 | 0 | 0 | 0 | 0 | 0 | 0 | 0 | 0 | 0 | 0 | 0 | 9
60 | Flow Control Valve DN200 | MOVC006NA00000 | 38 | 37 | 1 | 14079.58 | 14079.58 | Sakar WH=1 | 0 | 0 | 1 | 0 | 0 | 0 | 0 | 0 | 0 | 0 | 0 | 0 | 0 | 0 | 0 | 0 | 1
61 | Flow Control Valve DN250 | MOVC007NA00000 | 6 | 2 | 4 | 18395 | 73580 | Pirana=4 | 0 | 0 | 0 | 0 | 0 | 4 | 0 | 0 | 0 | 0 | 0 | 0 | 0 | 0 | 0 | 0 | 4
62 | Flow Control Valve DN300 | MOVC008NA00000 | 2 | 0 | 2 | 153024.5 | 306049 | Sakar WH=1, Sakar WH=1 | 0 | 0 | 2 | 0 | 0 | 0 | 0 | 0 | 0 | 0 | 0 | 0 | 0 | 0 | 0 | 0 | 2
63 | Pressure Transmitter iPT-10-E-24-C1-G-D | PRTA016NA00000 | 1010 | 736 | 274 | 1224 | 335376 | Sakar=173,Pirana=1, Sakar=100 | 273 | 0 | 0 | 0 | 0 | 1 | 0 | 0 | 0 | 0 | 0 | 0 | 0 | 0 | 0 | 0 | 274
64 | Human Machine Interface 12 inch | HMIA012NA00000 | 28 | 23 | 5 | 1341 | 6705 | Sakar=5 | 5 | 0 | 0 | 0 | 0 | 0 | 0 | 0 | 0 | 0 | 0 | 0 | 0 | 0 | 0 | 0 | 5
65 | 63A DC 6kA 1000V DC MCB | PPAL009CH02000 | 451 | 251 | 200 | 878 | 175600 | Sakar WH=23,Themis=1, Themis=17,Krishant=12,Sakar=12, Sakar=15, Themis=120 | 27 | 0 | 23 | 138 | 12 | 0 | 0 | 0 | 0 | 0 | 0 | 0 | 0 | 0 | 0 | 0 | 200
66 | iEFM-100 | EFMR004MI00300 | 75 | 73 | 7 | 18240 | 127680 | Pirana=2, FCRI=4(DC-157/2024-25,DC-170/2024-25),Jaunpur=5 | 0 | 0 | 0 | 0 | 0 | 2 | 0 | 0 | 0 | 0 | 0 | 0 | 0 | 5 | 0 | 0 | 7
67 | iEFM-200 | EFMR007MI00300 | 85 | 84 | 1 | 25872 | 25872 | Pirana=1 | 0 | 0 | 0 | 0 | 0 | 1 | 0 | 0 | 0 | 0 | 0 | 0 | 0 | 0 | 0 | 0 | 1
68 | Tubewell Automation Panel | PNLB011NA00300 | 19 | 17 | 2 | 18000 | 36000 | Sakar=2 | 2 | 0 | 0 | 0 | 0 | 0 | 0 | 0 | 0 | 0 | 0 | 0 | 0 | 0 | 0 | 0 | 2
69 | Lummines Sinwave Inverter 750/12v dc | UPSB100LU00303 | 2 | 1 | 1 | 4322.02 | 4322.02 | Sakar=1 | 1 | 0 | 0 | 0 | 0 | 0 | 0 | 0 | 0 | 0 | 0 | 0 | 0 | 0 | 0 | 0 | 1
70 | Tail End Point Panel | PNLA008NA00000 | 944 | 926 | 18 | 2723.31 | 49019.49 | Sakar=3, Sakar=15 | 18 | 0 | 0 | 0 | 0 | 0 | 0 | 0 | 0 | 0 | 0 | 0 | 0 | 0 | 0 | 0 | 18
71 | Ultrasonic Level Transmitter 0-8mtr | LVLB003NA00001 | 150 | 137 | 13 | 7080 | 92040 | Expo=2,Sakar=11 | 11 | 0 | 0 | 0 | 0 | 0 | 0 | 2 | 0 | 0 | 0 | 0 | 0 | 0 | 0 | 0 | 13
72 | SALZER RELAY MSP 4P 240VAC **1 | PPAE014SA00000 | 54 | 44 | 10 | 65.65 | 656.48 | Sakar=10 | 10 | 0 | 0 | 0 | 0 | 0 | 0 | 0 | 0 | 0 | 0 | 0 | 0 | 0 | 0 | 0 | 10
73 | GS2107-WTBD-N | HMIA007MI00303 | 4 | 3 | 1 | 17503 | 17503 | Sakar=1 | 1 | 0 | 0 | 0 | 0 | 0 | 0 | 0 | 0 | 0 | 0 | 0 | 0 | 0 | 0 | 0 | 1
74 | 150mm Wlotman Type Water Mater | EFME006NA00000 | 460 | 458 | 2 | 8364.37 | 16728.73 | Pirana=1,TS=1 | 0 | 1 | 0 | 0 | 0 | 1 | 0 | 0 | 0 | 0 | 0 | 0 | 0 | 0 | 0 | 0 | 2
75 | LG6435 with RS845 and 3 Line display | PPG301EL00300 | 23 | 20 | 3 | 2630.43 | 7891.3 | TS=3 | 0 | 3 | 0 | 0 | 0 | 0 | 0 | 0 | 0 | 0 | 0 | 0 | 0 | 0 | 0 | 0 | 3
76 | 4 core x 1.5 Sq.mm Copper PVC Flexible Cable | CABF402PO00001 | 500 | 300 | 200 | 65.23 | 13046 | Sakar WH=200 | 0 | 0 | 200 | 0 | 0 | 0 | 0 | 0 | 0 | 0 | 0 | 0 | 0 | 0 | 0 | 0 | 200
77 | Electronic Dosing Pump VA-01 6LPH 4Kg PP | WQACDO001VT000 | 1854 | 1852 | 2 | 5195.65 | 10391.29 | Sakar=2 | 2 | 0 | 0 | 0 | 0 | 0 | 0 | 0 | 0 | 0 | 0 | 0 | 0 | 0 | 0 | 0 | 2
78 | ISS-K-22 | PPAO018NA04000 | 42 | 40 | 2 | 11244 | 22488 | Sakar=2 | 2 | 0 | 0 | 0 | 0 | 0 | 0 | 0 | 0 | 0 | 0 | 0 | 0 | 0 | 0 | 0 | 2
79 | ISS-K-45 | PPAO021NA04000 | 4 | 0 | 4 | 15372 | 61488 | Sakar=4 | 4 | 0 | 0 | 0 | 0 | 0 | 0 | 0 | 0 | 0 | 0 | 0 | 0 | 0 | 0 | 0 | 4
80 | iPT10 Pressure Transmitter 0-25Bar | PRTA025MI00001 | 30 | 26 | 4 | 2148 | 8592 | Sakar=4 | 4 | 0 | 0 | 0 | 0 | 0 | 0 | 0 | 0 | 0 | 0 | 0 | 0 | 0 | 0 | 0 | 4
81 | iPT10 Pressure Transmitter 0-100 Bar | PRTA100MI00002 | 5 | 4 | 1 | 2148 | 2148 | SAKAR=1 | 1 | 0 | 0 | 0 | 0 | 0 | 0 | 0 | 0 | 0 | 0 | 0 | 0 | 0 | 0 | 0 | 1
82 | 16mm*48 Nut Bolt Washer | PLAH005ST00000 | 80 | 20 | 60 | 39 | 2340 | Sakar=60 | 60 | 0 | 0 | 0 | 0 | 0 | 0 | 0 | 0 | 0 | 0 | 0 | 0 | 0 | 0 | 0 | 60
83 | i VFD-T-4.0 | PPAO009NA00000 | 444 | 270 | 174 | 6002.99 | 1044519.41 | Sakar=7,Expo=1, Themis=28, Themis=118, SAKAR=20 | 27 | 0 | 0 | 146 | 0 | 0 | 0 | 1 | 0 | 0 | 0 | 0 | 0 | 0 | 0 | 0 | 174
84 | i VFD-T-22 | PPAO018NA00000 | 23 | 2 | 21 | 21432.34 | 450079.23 | Sakar WH=16,Sakar=2, Themis=1,Sakar=2 | 4 | 0 | 16 | 1 | 0 | 0 | 0 | 0 | 0 | 0 | 0 | 0 | 0 | 0 | 0 | 0 | 21
85 | Relay 230 V AC, 2 CO | PPAE005SC00000 | 12 | 10 | 2 | 156.67 | 313.33 | Sakar=2 | 2 | 0 | 0 | 0 | 0 | 0 | 0 | 0 | 0 | 0 | 0 | 0 | 0 | 0 | 0 | 0 | 2
86 | iEFM-250 | EFMR008MI00300 | 10 | 3 | 7 | 30960 | 216720 | Sakar=1,Pirana=6 | 1 | 0 | 0 | 0 | 0 | 6 | 0 | 0 | 0 | 0 | 0 | 0 | 0 | 0 | 0 | 0 | 7
87 | iEFM-300 | EFMR009MI00300 | 10 | 2 | 8 | 37560 | 300480 | Pirana=8 | 0 | 0 | 0 | 0 | 0 | 8 | 0 | 0 | 0 | 0 | 0 | 0 | 0 | 0 | 0 | 0 | 8
88 | iEFM-350 | EFMR010MI00300 | 8 | 3 | 5 | 44676 | 223380 | Pirana=5 | 0 | 0 | 0 | 0 | 0 | 5 | 0 | 0 | 0 | 0 | 0 | 0 | 0 | 0 | 0 | 0 | 5
89 | Flow DN80 | EFMR003XT00300 | 1 | 0 | 1 | 16824 | 16824 | Sakar=1 | 1 | 0 | 0 | 0 | 0 | 0 | 0 | 0 | 0 | 0 | 0 | 0 | 0 | 0 | 0 | 0 | 1
90 | Flow DN100 | EFMR004XT00300 | 1 | 0 | 1 | 17040 | 17040 | Sakar=1 | 1 | 0 | 0 | 0 | 0 | 0 | 0 | 0 | 0 | 0 | 0 | 0 | 0 | 0 | 0 | 0 | 1
91 | Flow DN125 | EFMR005XT00300 | 1 | 0 | 1 | 17988 | 17988 | Sakar=1 | 1 | 0 | 0 | 0 | 0 | 0 | 0 | 0 | 0 | 0 | 0 | 0 | 0 | 0 | 0 | 0 | 1
92 | Flow DN200 | EFMR007XT00300 | 1 | 0 | 1 | 24672 | 24672 | Pirana=1 | 0 | 0 | 0 | 0 | 0 | 1 | 0 | 0 | 0 | 0 | 0 | 0 | 0 | 0 | 0 | 0 | 1
93 | Flow DN250 | EFMR008XT00300 | 1 | 0 | 1 | 28560 | 28560 | Pirana=1 | 0 | 0 | 0 | 0 | 0 | 1 | 0 | 0 | 0 | 0 | 0 | 0 | 0 | 0 | 0 | 0 | 1
94 | 1sqmm x 2core Copper Flexible Cable | CABF203PO00007 | 11600 | 11550 | 50 | 27.93 | 1396.52 | Pirana= 50 | 0 | 0 | 0 | 0 | 0 | 50 | 0 | 0 | 0 | 0 | 0 | 0 | 0 | 0 | 0 | 0 | 50
95 | 10 core x1.5 Sq mm Copper Flexible Insulated Cable | CABF902PO00001 | 500 | 100 | 400 | 167.64 | 67056 | Sakar WH=400 | 0 | 0 | 400 | 0 | 0 | 0 | 0 | 0 | 0 | 0 | 0 | 0 | 0 | 0 | 0 | 0 | 400
96 | Indo-JB-3020-SMC 300MM*200MM*105MM Job Work | PNLJ000NA00000 | 397 | 394 | 3 | 1128.65 | 3385.96 | Pirana=3 | 0 | 0 | 0 | 0 | 0 | 3 | 0 | 0 | 0 | 0 | 0 | 0 | 0 | 0 | 0 | 0 | 3
97 | Chlorine Dosing System -M-Without Tank | WQACDO001ED101 | 10 | 0 | 10 | 28000 | 280000 | Sakar=10 | 10 | 0 | 0 | 0 | 0 | 0 | 0 | 0 | 0 | 0 | 0 | 0 | 0 | 0 | 0 | 0 | 10
98 | Relay 24 V DC, 2 CO Make:BCH | PPAE009SC00000 | 2 | 0 | 2 | 175 | 350 | Sakar=2 | 2 | 0 | 0 | 0 | 0 | 0 | 0 | 0 | 0 | 0 | 0 | 0 | 0 | 0 | 0 | 0 | 2
99 | Supply of Permanent Copper Sulfate Electrode 14627 Mc Miller | ONGA101MC00001 | 61 | 4 | 57 | 5170.49 | 294718.03 | Controlplus=57 | 0 | 0 | 0 | 0 | 0 | 0 | 0 | 0 | 0 | 0 | 0 | 57 | 0 | 0 | 0 | 0 | 57
100 | Solid Shaft Encoder J-58A | MISK001JA01600 | 303 | 47 | 256 | 4840 | 1239040 | Sakar= 256 | 256 | 0 | 0 | 0 | 0 | 0 | 0 | 0 | 0 | 0 | 0 | 0 | 0 | 0 | 0 | 0 | 256
101 | ADVM Protocol Converter | MODN007NA00000 | 30 | 28 | 2 | 2500 | 5000 | Sakar=2 | 2 | 0 | 0 | 0 | 0 | 0 | 0 | 0 | 0 | 0 | 0 | 0 | 0 | 0 | 0 | 0 | 2
102 | Unix-1-230V Compact PLC -Panel Mount | PLCQ001SE01003 | 303 | 55 | 248 | 2587 | 641576 | Krishant= 80, Krishant=165, Krishant=3 | 0 | 0 | 0 | 0 | 248 | 0 | 0 | 0 | 0 | 0 | 0 | 0 | 0 | 0 | 0 | 0 | 248
103 | Panel Pole Mounting bracket (1 Set= 2 Pcs.) Size: 40mm x 3mm | PPAAL000061910 | 1701 | 1699 | 2 | 93 | 186 | TS=1,Rishi Enterprise=1 | 0 | 1 | 0 | 0 | 0 | 0 | 0 | 0 | 0 | 1 | 0 | 0 | 0 | 0 | 0 | 0 | 2
104 | LoRA Antenna Clamp with black powder coating (thickness 80 ~ 90 microns) | PLAG000ST00001 | 600 | 0 | 600 | 22 | 13200 | Sakar=600 | 600 | 0 | 0 | 0 | 0 | 0 | 0 | 0 | 0 | 0 | 0 | 0 | 0 | 0 | 0 | 0 | 600
105 | LoRA GW Antenna Clamp with black powder coating (thickness 80 ~ 90 microns) | PLAG000ST00014 | 150 | 0 | 150 | 48 | 7200 | Sakar=150 | 150 | 0 | 0 | 0 | 0 | 0 | 0 | 0 | 0 | 0 | 0 | 0 | 0 | 0 | 0 | 0 | 150
106 | Digital pH Sensor Measuring range: 0-14 Accuracy: ±0.02pH ±0.3°C Output: RS485 and 4~20mA | WQAO001NN00501 | 9 | 1 | 8 | 10222.22 | 81777.78 | Sakar=1,ITC=1, Sakar=6 | 1 | 6 | 0 | 0 | 0 | 0 | 0 | 0 | 0 | 0 | 1 | 0 | 0 | 0 | 0 | 0 | 8
107 | Ultrasonic Level Transmitter | LVLB002CI00000 | 403 | 215 | 188 | 6820.35 | 1282225.31 | TS=1,Sakar=1, TS=1, Sakar=85, Sakar=100 | 186 | 2 | 0 | 0 | 0 | 0 | 0 | 0 | 0 | 0 | 0 | 0 | 0 | 0 | 0 | 0 | 188
108 | iEFM-50 | EFMR001MI00300 | 3 | 0 | 3 | 20100 | 60300 | Sakar=3 | 3 | 0 | 0 | 0 | 0 | 0 | 0 | 0 | 0 | 0 | 0 | 0 | 0 | 0 | 0 | 0 | 3
109 | iEFM-65 | EFMR002MI00300 | 2 | 1 | 1 | 20700 | 20700 | Sakar=1 | 1 | 0 | 0 | 0 | 0 | 0 | 0 | 0 | 0 | 0 | 0 | 0 | 0 | 0 | 0 | 0 | 1
110 | Online Conductivity Measuring range: K=10, 0~2000μS/cm Accuracy: ±2%FS | WQAP000CI00600 | 6 | 0 | 6 | 16200 | 97200 | Sakar=6 | 6 | 0 | 0 | 0 | 0 | 0 | 0 | 0 | 0 | 0 | 0 | 0 | 0 | 0 | 0 | 0 | 6
111 | Lighting Arrester (Heavy) | ELAU113KA00600 | 2 | 1 | 1 | 26250 | 26250 | Sakar=1 | 1 | 0 | 0 | 0 | 0 | 0 | 0 | 0 | 0 | 0 | 0 | 0 | 0 | 0 | 0 | 0 | 1
112 | RS-232 to 485 converter w/ iso. R Model No: ADAM-4520-F | MODM006AD00000 | 2 | 1 | 1 | 5013 | 5013 | Sakar=1 | 1 | 0 | 0 | 0 | 0 | 0 | 0 | 0 | 0 | 0 | 0 | 0 | 0 | 0 | 0 | 0 | 1
113 | 2.5 SQ MM END SLEEVE INSU LUGS | ELAB024ST00000 | 1200 | 1000 | 200 | 1.31 | 262.67 | Pirana=200 | 0 | 0 | 0 | 0 | 0 | 200 | 0 | 0 | 0 | 0 | 0 | 0 | 0 | 0 | 0 | 0 | 200
114 | VFD 1.5kW 380v 3 Phase CDI-EM60G1R5T4B | PPAO001DE04300 | 5 | 0 | 5 | 4711.2 | 23556 | Sakar=5 | 5 | 0 | 0 | 0 | 0 | 0 | 0 | 0 | 0 | 0 | 0 | 0 | 0 | 0 | 0 | 0 | 5
115 | 2.5 SQ MM RING TypeLUGS | ELAB024ST00001 | 600 | 500 | 100 | 1.89 | 189 | Pirana=100 | 0 | 0 | 0 | 0 | 0 | 100 | 0 | 0 | 0 | 0 | 0 | 0 | 0 | 0 | 0 | 0 | 100
116 | 10” Inch HMI Model: FP4101TN Make: Renu | HMI010RE00803 | 8 | 0 | 8 | 17705 | 141640 | Sakar=8 | 8 | 0 | 0 | 0 | 0 | 0 | 0 | 0 | 0 | 0 | 0 | 0 | 0 | 0 | 0 | 0 | 8
117 | KEYBOARD Dell | ITAM001NA00000 | 3 | 2 | 1 | 575 | 575 | Sakar=1 | 1 | 0 | 0 | 0 | 0 | 0 | 0 | 0 | 0 | 0 | 0 | 0 | 0 | 0 | 0 | 0 | 1
118 | Mouse Dell | ITAM003NA00000 | 3 | 2 | 1 | 295 | 295 | Sakar=1 | 1 | 0 | 0 | 0 | 0 | 0 | 0 | 0 | 0 | 0 | 0 | 0 | 0 | 0 | 0 | 0 | 1
119 | Pressure Transmitter without Display Pressure Range: 0 ~ 10 Bar=15,0 ~ 100 Bar=14,0 ~ 40=10 Bar,0 ~ 60 Bar=18 | (PRTA010MI00002 0-10Bar)-2Nos (PRTA100MI00002 0-100Bar)-6Nos | 57 | 49 | 8 | 1440 | 11520 | Sakar - 0 to 60 Bar=2, 0 to 10 Bar=2, 0 to 40 Bar=2, 0 to 100=2 ) | 8 | 0 | 0 | 0 | 0 | 0 | 0 | 0 | 0 | 0 | 0 | 0 | 0 | 0 | 0 | 0 | 8
120 | Electromagnetic Flow DN40 | EFMR012CM00003 | 6 | 0 | 6 | 12480 | 74880 | Pirana=6 | 0 | 0 | 0 | 0 | 0 | 6 | 0 | 0 | 0 | 0 | 0 | 0 | 0 | 0 | 0 | 0 | 6
121 | Electromagnetic Flow DN50 | EFMR001CM00003 | 90 | 0 | 90 | 13080 | 1177200 | Pirana=90 | 0 | 0 | 0 | 0 | 0 | 90 | 0 | 0 | 0 | 0 | 0 | 0 | 0 | 0 | 0 | 0 | 90
122 | Electromagnetic Flow DN80 | EFMR003CM00003 | 35 | 29 | 6 | 15480 | 92880 | Pirana=6 | 0 | 0 | 0 | 0 | 0 | 6 | 0 | 0 | 0 | 0 | 0 | 0 | 0 | 0 | 0 | 0 | 6
123 | Electromagnetic Flow DN100 | EFMR004CM00003 | 65 | 54 | 11 | 17040 | 187440 | Pirana=11 | 0 | 0 | 0 | 0 | 0 | 11 | 0 | 0 | 0 | 0 | 0 | 0 | 0 | 0 | 0 | 0 | 11
124 | Electromagnetic Flow DN150 | EFMR006CM00003 | 18 | 11 | 7 | 19620 | 137340 | Pirana=7 | 0 | 0 | 0 | 0 | 0 | 7 | 0 | 0 | 0 | 0 | 0 | 0 | 0 | 0 | 0 | 0 | 7
125 | Electromagnetic Flow DN200 | EFMR007CM00003 | 18 | 13 | 5 | 22920 | 114600 | Pirana=5 | 0 | 0 | 0 | 0 | 0 | 5 | 0 | 0 | 0 | 0 | 0 | 0 | 0 | 0 | 0 | 0 | 5
126 | Electromagnetic Flow DN250 | EFMR008CM00003 | 5 | 0 | 5 | 30360 | 151800 | Pirana=5 | 0 | 0 | 0 | 0 | 0 | 5 | 0 | 0 | 0 | 0 | 0 | 0 | 0 | 0 | 0 | 0 | 5
127 | Electromagnetic Flow DN300 | EFMR009CM00003 | 6 | 0 | 6 | 35760 | 214560 | Pirana=6 | 0 | 0 | 0 | 0 | 0 | 6 | 0 | 0 | 0 | 0 | 0 | 0 | 0 | 0 | 0 | 0 | 6
128 | Electromagnetic Flow DN350 | EFMR010CM00003 | 1 | 0 | 1 | 39000 | 39000 | Pirana=1 | 0 | 0 | 0 | 0 | 0 | 1 | 0 | 0 | 0 | 0 | 0 | 0 | 0 | 0 | 0 | 0 | 1
129 | Electromagnetic Flow DN400 | EFMR011CM00003 | 1 | 0 | 1 | 44400 | 44400 | Pirana=1 | 0 | 0 | 0 | 0 | 0 | 1 | 0 | 0 | 0 | 0 | 0 | 0 | 0 | 0 | 0 | 0 | 1
130 | Electromagnetic Flow DN600 | EFMR013CM00003 | 1 | 0 | 1 | 34200 | 34200 | Pirana=1 | 0 | 0 | 0 | 0 | 0 | 1 | 0 | 0 | 0 | 0 | 0 | 0 | 0 | 0 | 0 | 0 | 1
131 | Electromagnetic Flow DN900 | EFMR014CM00003 | 2 | 0 | 2 | 116760 | 233520 | Pirana=2 | 0 | 0 | 0 | 0 | 0 | 2 | 0 | 0 | 0 | 0 | 0 | 0 | 0 | 0 | 0 | 0 | 2
132 | Rock Salt | ELAU000NA00000 | 142 | 140 | 2 | 685.42 | 1370.85 | Barabanki=2 | 0 | 0 | 0 | 0 | 0 | 0 | 0 | 0 | 0 | 0 | 0 | 0 | 0 | 0 | 0 | 2 | 2
133 | SMC ENCLOSURE BOX Dimension: 140 x 140 x 95mm | ELAU106VS00000 | 4 | 0 | 4 | 150 | 600 | Sakar=4 | 4 | 0 | 0 | 0 | 0 | 0 | 0 | 0 | 0 | 0 | 0 | 0 | 0 | 0 | 0 | 0 | 4
134 | HP WORKSTATION Z2 G9 Tower (8S171PA) I7-12700/16GB D5 /1TB NVME /WIN11P /SP /500W / 3YR)/with monitor 324pV 23.5 Inch Additional 1 TB HDD DIS Seagate | ITAK013NA00000 | 8 | 0 | 8 | 77990 | 623920 | Sakar=8 | 8 | 0 | 0 | 0 | 0 | 0 | 0 | 0 | 0 | 0 | 0 | 0 | 0 | 0 | 0 | 0 | 8
135 | Digital Turbidity sensor Measuring range: 0-400NTU | WQAF001NN00000 | 26 | 25 | 1 | 18000 | 18000 | Sakar=1 | 1 | 0 | 0 | 0 | 0 | 0 | 0 | 0 | 0 | 0 | 0 | 0 | 0 | 0 | 0 | 0 | 1
136 | 0.75 Sqmm x 1 Pair Copper Shielded Armored Cable | CABC500PO00002 | 5015 | 0 | 5015 | 68.88 | 345433.2 | Pirana= 5015 | 0 | 0 | 0 | 0 | 0 | 5015 | 0 | 0 | 0 | 0 | 0 | 0 | 0 | 0 | 0 | 0 | 5015
137 | 1.5 Sqmm x 4 Core Copper FRLS Armored Cable | CABC402PO00003 | 1255 | 0 | 1255 | 100.84 | 126554.2 | Pirana= 1255 | 0 | 0 | 0 | 0 | 0 | 1255 | 0 | 0 | 0 | 0 | 0 | 0 | 0 | 0 | 0 | 0 | 1255
138 | 0.75 Sqmm x 2 Pair Copper Shielded Armored Cable | CABC509PO00002 | 1655 | 0 | 1655 | 103.74 | 171689.7 | Pirana= 1655 | 0 | 0 | 0 | 0 | 0 | 1655 | 0 | 0 | 0 | 0 | 0 | 0 | 0 | 0 | 0 | 0 | 1655
139 | 0.75 Sqmm x 6 Pair Copper Shielded Armored Cable | CABC505PO00002 | 260 | 0 | 260 | 217.98 | 56674.8 | Pirana=260 | 0 | 0 | 0 | 0 | 0 | 260 | 0 | 0 | 0 | 0 | 0 | 0 | 0 | 0 | 0 | 0 | 260
140 | 15 mm flexible conduit polymid type pipe - industrial grade PG-11 | ELAM108VS00400 | 50 | 0 | 50 | 21.5 | 1075 | Sakar= 50 | 50 | 0 | 0 | 0 | 0 | 0 | 0 | 0 | 0 | 0 | 0 | 0 | 0 | 0 | 0 | 0 | 50
141 | 21 mm flexible conduit polymid type pipe - industrial grade PG-16 | ELAM109VS00500 | 50 | 0 | 50 | 33.5 | 1675 | Sakar= 50 | 50 | 0 | 0 | 0 | 0 | 0 | 0 | 0 | 0 | 0 | 0 | 0 | 0 | 0 | 0 | 0 | 50
142 | Supply of Cable for All Accessories | CABF000PO00000 | 2 | 0 | 2 | 28000 | 56000 | Barabanki=2 | 0 | 0 | 0 | 0 | 0 | 0 | 0 | 0 | 0 | 0 | 0 | 0 | 0 | 0 | 0 | 2 | 2
143 | EPDM rubber “O” ring Dimensions: 67x7 mm | ELAY006ST00000 | 410 | 0 | 410 | 15 | 6150 | Sakar=410 | 410 | 0 | 0 | 0 | 0 | 0 | 0 | 0 | 0 | 0 | 0 | 0 | 0 | 0 | 0 | 0 | 410
144 | Wafer type Butterfly Valve with Electrical actuator 150MM | MOVC005QI00000 | 1 | 0 | 1 | 27600 | 27600 | Sakar=1 | 1 | 0 | 0 | 0 | 0 | 0 | 0 | 0 | 0 | 0 | 0 | 0 | 0 | 0 | 0 | 0 | 1
Total Amount | [6 empty] | 25006637.48

## Sheet1
Stock Summary - 14.04.2025-R3
Sr No | Material Description | Purchase Item Code | Inward Qty | Outward Qty | Balance Qty | Rate | Total Value | Material Current Location QTY | Sakar | TS | Sakar WH | Themis | Krishant | Pirana WH | Nextgen | Expo | Fluid Control Lab | Rishi Enterprise | ITC | Controlplus | FCRI | Jaunpur | Baharich | Barabanki | Total
1 | Panel For Water Quality Instrument with Acrylic Box | PNLV001KP00801 | 260 | 259 | 1 | 6901.15 | 6901.15 | Sakar=1 | 1 | 0 | 0 | 0 | 0 | 0 | 0 | 0 | 0 | 0 | 0 | 0 | 0 | 0 | 0 | 0 | 1
2 | Modular IO-Analog OUT PUT FL-SC-A004-I-CE | PLCF001SE01302 | 20 | 10 | 10 | 4553 | 45530 | Sakar=10 | 10 | 0 | 0 | 0 | 0 | 0 | 0 | 0 | 0 | 0 | 0 | 0 | 0 | 0 | 0 | 0 | 10
3 | Radar Level Transmitter | LVLC001BE00801 | 445 | 427 | 18 | 19800 | 356400 | Sakar=18 | 18 | 0 | 0 | 0 | 0 | 0 | 0 | 0 | 0 | 0 | 0 | 0 | 0 | 0 | 0 | 0 | 18
4 | Pressure Transmitter | PRTA010BA00402 | 250 | 243 | 7 | 3151 | 22057 | Sakar=5,TS=2 | 5 | 2 | 0 | 0 | 0 | 0 | 0 | 0 | 0 | 0 | 0 | 0 | 0 | 0 | 0 | 0 | 7
5 | Hydrostatic Level Transmitter | LVLE050MI00703 | 600 | 413 | 187 | 7435.33 | 1390406.71 | Sakar WH=183,Sakar=2,Expo=2 | 2 | 0 | 183 | 0 | 0 | 0 | 0 | 2 | 0 | 0 | 0 | 0 | 0 | 0 | 0 | 0 | 187
6 | iVFD-T-7.5 | PPAO012NA00000 | 171 | 141 | 30 | 12228 | 366840 | Baharich=10,Themis=1, Sakar WH=3, Sakar=7,Krishant=3, Sakar=6 | 13 | 0 | 3 | 1 | 3 | 0 | 0 | 0 | 0 | 0 | 0 | 0 | 0 | 0 | 10 | 0 | 30
7 | iVFD-T-11 | PPAO014NA00000 | 391 | 296 | 95 | 12438.99 | 1181704.05 | Baharich=26, Sakar WH=22,Krishant=4, Themis=36,Sakar=7 | 7 | 0 | 22 | 36 | 4 | 0 | 0 | 0 | 0 | 0 | 0 | 0 | 0 | 0 | 26 | 0 | 95
8 | iVFD-T-15 | PPAO016NA00000 | 139 | 90 | 49 | 13333.54 | 653343.46 | Baharich=6, Sakar WH=2,Krishant=1, Sakar WH=7,Krishant=3, Sakar=8,Themis=22 | 8 | 0 | 9 | 22 | 4 | 0 | 0 | 0 | 0 | 0 | 0 | 0 | 0 | 0 | 6 | 0 | 49
9 | Pressure Transmitter (New) XYT | PRTA010XT00901 | 750 | 471 | 279 | 1872 | 522288 | Sakar=25 With Dispaly,Sakar=4(With out Display), Sakar=250 | 279 | 0 | 0 | 0 | 0 | 0 | 0 | 0 | 0 | 0 | 0 | 0 | 0 | 0 | 0 | 0 | 279
10 | Online Turbidity Measure range: 0-400 NTU | WQATUT001NN004 | 750 | 643 | 107 | 16560 | 1771920 | Sakar=9,Krishant=3, Sakar=30, TS=1,Sakar=2, Krishant=5, Nextgen=26,Krishant=4,Themis=3,Sakar=15, Sakar=9 | 65 | 1 | 0 | 3 | 12 | 0 | 26 | 0 | 0 | 0 | 0 | 0 | 0 | 0 | 0 | 0 | 107
11 | Online Free Chlorine with Sensor | WQACLT001NN003 | 778 | 705 | 73 | 15649.36 | 1142403.28 | Krishant=3,Sakar=6, TS=1, TS=1, Krishant=5, Nextgen=26,Krishant=4,Themis=3,Sakar=15, Sakar=9 | 30 | 2 | 0 | 3 | 12 | 0 | 26 | 0 | 0 | 0 | 0 | 0 | 0 | 0 | 0 | 0 | 73
12 | DLINK Cat-6 Lan Cable | CABB001NA00000 | 1830 | 1580 | 250 | 20.25 | 5062.5 | Sakar= 250 | 250 | 0 | 0 | 0 | 0 | 0 | 0 | 0 | 0 | 0 | 0 | 0 | 0 | 0 | 0 | 0 | 250
13 | EMFM 80NB Model-151MFM | EFMR003SB00103 | 12 | 3 | 9 | 29000 | 261000 | Sakar WH=8,Sakar=1 | 1 | 0 | 8 | 0 | 0 | 0 | 0 | 0 | 0 | 0 | 0 | 0 | 0 | 0 | 0 | 0 | 9
14 | LRS-50-24 | PPAB009NA00000 | 5 | 1 | 4 | 618 | 2472 | Sakar=4 | 4 | 0 | 0 | 0 | 0 | 0 | 0 | 0 | 0 | 0 | 0 | 0 | 0 | 0 | 0 | 0 | 4
15 | EMFM MODEL-151MFM 200NB | EFMR007SB00103 | 3 | 2 | 1 | 40000 | 40000 | Pirana=1, Sakar=0 | 0 | 0 | 0 | 0 | 0 | 1 | 0 | 0 | 0 | 0 | 0 | 0 | 0 | 0 | 0 | 0 | 1
16 | 25mm PVC Flexible PIPE-Black | ELAM103PR00001 | 9992 | 9842 | 150 | 15.22 | 2283 | Sakar=100, Pirana=50 | 100 | 0 | 0 | 0 | 0 | 50 | 0 | 0 | 0 | 0 | 0 | 0 | 0 | 0 | 0 | 0 | 150
17 | Solar Charger Controller 12v/10Amp | MISU001NA00000 | 310 | 307 | 3 | 597.24 | 1791.72 | Sakar=3 | 3 | 0 | 0 | 0 | 0 | 0 | 0 | 0 | 0 | 0 | 0 | 0 | 0 | 0 | 0 | 0 | 3
18 | SCV-200-01 | PLAX102SP00000 | 321 | 320 | 1 | 2002.49 | 2002.49 | Sakar=1 | 1 | 0 | 0 | 0 | 0 | 0 | 0 | 0 | 0 | 0 | 0 | 0 | 0 | 0 | 0 | 0 | 1
19 | Over Voltage Protection | PPAA003CC00000 | 450 | 163 | 287 | 245 | 70315 | Sakar=200, Sakar=87 | 287 | 0 | 0 | 0 | 0 | 0 | 0 | 0 | 0 | 0 | 0 | 0 | 0 | 0 | 0 | 0 | 287
20 | Solar Panel 12V/80W | MISE002NA00000 | 298 | 296 | 2 | 2389.13 | 4778.26 | Sakar=1,Krishant=1 | 1 | 0 | 0 | 0 | 1 | 0 | 0 | 0 | 0 | 0 | 0 | 0 | 0 | 0 | 0 | 0 | 2
21 | Exide Power safe EP 26-12 | PPAJ011EX00500 | 193 | 190 | 3 | 2253.68 | 6761.04 | Sakar=3 | 3 | 0 | 0 | 0 | 0 | 0 | 0 | 0 | 0 | 0 | 0 | 0 | 0 | 0 | 0 | 0 | 3
22 | Fuji Finch PW 1KVA Online UPS | UPSB101FS00901 | 15 | 7 | 8 | 11500 | 92000 | Sakar=8 | 8 | 0 | 0 | 0 | 0 | 0 | 0 | 0 | 0 | 0 | 0 | 0 | 0 | 0 | 0 | 0 | 8
23 | TUS-ULTRATROL-21 | LVLB004PT00101 | 6 | 5 | 1 | 17000 | 17000 | Sakar=1 | 1 | 0 | 0 | 0 | 0 | 0 | 0 | 0 | 0 | 0 | 0 | 0 | 0 | 0 | 0 | 0 | 1
24 | Flowmag 900 150NB | EFMR006FT00002 | 1 | 0 | 1 | 29000 | 29000 | sakar=1 | 1 | 0 | 0 | 0 | 0 | 0 | 0 | 0 | 0 | 0 | 0 | 0 | 0 | 0 | 0 | 0 | 1
25 | MFM376-C-CE | PPAG301SL00300 | 846 | 739 | 107 | 2054.54 | 219835.78 | Sakar=13, Sakar=12, Sakar=56, Nextgen=26 | 81 | 0 | 0 | 0 | 0 | 0 | 26 | 0 | 0 | 0 | 0 | 0 | 0 | 0 | 0 | 0 | 107
26 | Actuator Model: QT- 5, on/off Duty, valve size:80mm | MOVC002MA00300 | 8 | 2 | 6 | 14200 | 85200 | Sakar WH=6 | 0 | 0 | 6 | 0 | 0 | 0 | 0 | 0 | 0 | 0 | 0 | 0 | 0 | 0 | 0 | 0 | 6
27 | Exide CS 7-12 | PPAJ015EX00800 | 5 | 3 | 2 | 660 | 1320 | Sakar=2 | 2 | 0 | 0 | 0 | 0 | 0 | 0 | 0 | 0 | 0 | 0 | 0 | 0 | 0 | 0 | 0 | 2
28 | Dlink Cat6 1Mtr | CABB101NA00000 | 60 | 35 | 25 | 105 | 2625 | Sakar=22 ,3Nos Internal testing At sakar. | 25 | 0 | 0 | 0 | 0 | 0 | 0 | 0 | 0 | 0 | 0 | 0 | 0 | 0 | 0 | 0 | 25
29 | Photocell Day/Night Sensor(BT31P1) | PPAS002RE02400 | 65 | 60 | 5 | 175 | 875 | Sakar=5 | 5 | 0 | 0 | 0 | 0 | 0 | 0 | 0 | 0 | 0 | 0 | 0 | 0 | 0 | 0 | 0 | 5
30 | Reference Cell Permanent:cy/cuSo4 | ONGA101Z000001 | 3 | 1 | 2 | 3800 | 7600 | Sakar=2 | 2 | 0 | 0 | 0 | 0 | 0 | 0 | 0 | 0 | 0 | 0 | 0 | 0 | 0 | 0 | 0 | 2
31 | Airmaster Gauge/Syphon U Pipe/Syphon Cock 0-21kg-4" | PRGA025AM00001 | 14 | 12 | 2 | 905.14 | 1810.28 | sakar=2 | 2 | 0 | 0 | 0 | 0 | 0 | 0 | 0 | 0 | 0 | 0 | 0 | 0 | 0 | 0 | 0 | 2
32 | PVC Conduit Pipe Flexible 50mm | ELAM106PR00001 | 1000 | 975 | 25 | 18.9 | 472.5 | Sakar=25 | 25 | 0 | 0 | 0 | 0 | 0 | 0 | 0 | 0 | 0 | 0 | 0 | 0 | 0 | 0 | 0 | 25
34 | Industrial Helmet | TOOA002UN00000 | 12 | 10 | 2 | 110 | 220 | Sakar=2 | 2 | 0 | 0 | 0 | 0 | 0 | 0 | 0 | 0 | 0 | 0 | 0 | 0 | 0 | 0 | 0 | 2
35 | SCV 100-01 100 Ltr Tank | PLAX101SP00000 | 2325 | 2321 | 4 | 1050 | 4200 | Sakar=4 | 4 | 0 | 0 | 0 | 0 | 0 | 0 | 0 | 0 | 0 | 0 | 0 | 0 | 0 | 0 | 0 | 4
36 | 2.5sqmm*4core Copper Flexible Cable-FRLS | CABF403PO00003 | 23600 | 20870 | 2730 | 109.73 | 299562.9 | Sakar WH=200,Sakar=30, Sakar WH=700, Pirana= 1800 | 30 | 0 | 900 | 0 | 0 | 1800 | 0 | 0 | 0 | 0 | 0 | 0 | 0 | 0 | 0 | 0 | 2730
37 | 1sqmm*10core Copper Flexible Cable-FRLS | CABF901PO00003 | 26700 | 26300 | 400 | 123.41 | 49364 | Sakar=400 | 400 | 0 | 0 | 0 | 0 | 0 | 0 | 0 | 0 | 0 | 0 | 0 | 0 | 0 | 0 | 0 | 400
38 | Flow DN150 | EFMR006XT00300 | 2 | 0 | 2 | 20136.5 | 40273 | Pirana=1,Pirana=1 | 0 | 0 | 0 | 0 | 0 | 2 | 0 | 0 | 0 | 0 | 0 | 0 | 0 | 0 | 0 | 0 | 2
39 | 150DN Wafer Type Butterfly Valve | MOVC005TN00000 | 1 | 0 | 1 | 32934 | 32934 | Sakar=1 | 1 | 0 | 0 | 0 | 0 | 0 | 0 | 0 | 0 | 0 | 0 | 0 | 0 | 0 | 0 | 0 | 1
40 | iEFM-150 | EFMR006MI00300 | 176 | 167 | 9 | 22085.8 | 198772.2 | Pirana=8,TS=1, | 0 | 1 | 0 | 0 | 0 | 8 | 0 | 0 | 0 | 0 | 0 | 0 | 0 | 0 | 0 | 0 | 9
41 | iPMU-7-E-V000 | HMIA007KN00703 | 1100 | 542 | 558 | 3990 | 2226420 | Krishant=12,Nextgen=26,Themis=1, Pirana=250 (GMDA),Themis=19, Krishant=66,Themis=115(Anutech),Sakar=69 | 69 | 0 | 0 | 135 | 78 | 250 | 26 | 0 | 0 | 0 | 0 | 0 | 0 | 0 | 0 | 0 | 558
42 | Met Pump Neo 6 LPH 4-20With LS | WQACDO001ED002 | 729 | 727 | 2 | 6443.52 | 12887.04 | Sakar=2 | 2 | 0 | 0 | 0 | 0 | 0 | 0 | 0 | 0 | 0 | 0 | 0 | 0 | 0 | 0 | 0 | 2
43 | PVC BOX 300*255*120 | PNLS000NA00000 | 1657 | 1574 | 83 | 430.72 | 35749.76 | Sakar=3,Sakar WH=7,Pirana=73 | 3 | 0 | 7 | 0 | 0 | 73 | 0 | 0 | 0 | 0 | 0 | 0 | 0 | 0 | 0 | 0 | 83
44 | iVFD-T-5.5 | PPAO011NA00000 | 57 | 37 | 20 | 8089.68 | 161793.6 | TS=1,Krishant=2, Sakar WH=11, Sakar=5, Themis=1 | 5 | 1 | 11 | 1 | 2 | 0 | 0 | 0 | 0 | 0 | 0 | 0 | 0 | 0 | 0 | 0 | 20
45 | iVFD-T-18.5 | PPAO017NA00000 | 47 | 16 | 31 | 20890.07 | 647592.17 | Sakar WH=16, Sakar=5,Themis=10 | 5 | 0 | 16 | 10 | 0 | 0 | 0 | 0 | 0 | 0 | 0 | 0 | 0 | 0 | 0 | 0 | 31
46 | 150DN Electric Butterfly Valve | MOVC005ZD00000 | 1 | 0 | 1 | 27024 | 27024 | Sakar=1 | 1 | 0 | 0 | 0 | 0 | 0 | 0 | 0 | 0 | 0 | 0 | 0 | 0 | 0 | 0 | 0 | 1
47 | 150mm Electric Butterfly Valve | MOVC005ZB00000 | 2 | 0 | 2 | 18372 | 36744 | Sakar=2 | 2 | 0 | 0 | 0 | 0 | 0 | 0 | 0 | 0 | 0 | 0 | 0 | 0 | 0 | 0 | 0 | 2
48 | 150DN Electric Butterfly Valve | MOVC005AR00000 | 1 | 0 | 1 | 23940 | 23940 | Sakar=1 | 1 | 0 | 0 | 0 | 0 | 0 | 0 | 0 | 0 | 0 | 0 | 0 | 0 | 0 | 0 | 0 | 1
49 | Flow Control Vlve DN-150 | MOVC005NA00000 | 228 | 218 | 10 | 11079.41 | 110794.1 | Sakar=1,Sakar WH=9 | 1 | 0 | 9 | 0 | 0 | 0 | 0 | 0 | 0 | 0 | 0 | 0 | 0 | 0 | 0 | 0 | 10
50 | MOdbus to 4G Lan Max Gateway | MODF001WI00304 | 1069 | 1047 | 22 | 3871.7 | 85177.4 | Sakar=18,Themis=2,Pirana=1,TS=1 | 18 | 1 | 0 | 2 | 0 | 1 | 0 | 0 | 0 | 0 | 0 | 0 | 0 | 0 | 0 | 0 | 22
51 | 2.5sqmm*3core Copper Flexible Cable FRLS Black | CABF303NA00003 | 3100 | 500 | 2600 | 82.7 | 215020 | Pirana=2000, Pirana=600 | 0 | 0 | 0 | 0 | 0 | 2600 | 0 | 0 | 0 | 0 | 0 | 0 | 0 | 0 | 0 | 0 | 2600
52 | 1sqmm*2core Copper Flexible Cable FRLS-Black | CABF203NA00003 | 20300 | 17700 | 2600 | 50.9 | 132340 | Sakar WH=2000,Sakar=500,Pirana=100 (Testing for iot pb) | 500 | 0 | 2000 | 0 | 0 | 100 | 0 | 0 | 0 | 0 | 0 | 0 | 0 | 0 | 0 | 0 | 2600
53 | 10core*1sqmm Copper Flexible Cable Black-FRLS | CABF901NA00003 | 16000 | 15700 | 300 | 107.57 | 32271 | Sakar= 300 | 300 | 0 | 0 | 0 | 0 | 0 | 0 | 0 | 0 | 0 | 0 | 0 | 0 | 0 | 0 | 0 | 300
54 | iSS-K-11 | PPAO014NA04000 | 183 | 169 | 14 | 8847.17 | 123860.38 | Sakar=14 | 14 | 0 | 0 | 0 | 0 | 0 | 0 | 0 | 0 | 0 | 0 | 0 | 0 | 0 | 0 | 0 | 14
55 | White 4x4 Inch PVC Junction Box | ELAZ101NA00000 | 70 | 50 | 20 | 60 | 1200 | Sakar=20 | 20 | 0 | 0 | 0 | 0 | 0 | 0 | 0 | 0 | 0 | 0 | 0 | 0 | 0 | 0 | 0 | 20
56 | White 6 x4 Inch PVC Junction Box | ELAZ102NA00000 | 70 | 49 | 21 | 90 | 1890 | Sakar WH=1, Sakar WH=20 | 0 | 0 | 21 | 0 | 0 | 0 | 0 | 0 | 0 | 0 | 0 | 0 | 0 | 0 | 0 | 0 | 21
57 | 100mm Electrics Butterfly Valve | MOVC003BO00000 | 1 | 0 | 1 | 7044 | 7044 | Fluid Control Lab=1 | 0 | 0 | 0 | 0 | 0 | 0 | 0 | 0 | 1 | 0 | 0 | 0 | 0 | 0 | 0 | 0 | 1
58 | Flow Control Valve DN80 | MOVC002NA00000 | 48 | 25 | 23 | 5681 | 130663 | Sakar WH=23 | 0 | 0 | 23 | 0 | 0 | 0 | 0 | 0 | 0 | 0 | 0 | 0 | 0 | 0 | 0 | 0 | 23
59 | Flow Control Valve DN-100 | MOVC003NA00000 | 439 | 430 | 9 | 6839.49 | 61555.41 | Sakar WH=9 | 0 | 0 | 9 | 0 | 0 | 0 | 0 | 0 | 0 | 0 | 0 | 0 | 0 | 0 | 0 | 0 | 9
60 | Flow Control Valve DN200 | MOVC006NA00000 | 38 | 37 | 1 | 14079.58 | 14079.58 | Sakar WH=1 | 0 | 0 | 1 | 0 | 0 | 0 | 0 | 0 | 0 | 0 | 0 | 0 | 0 | 0 | 0 | 0 | 1
61 | Flow Control Valve DN250 | MOVC007NA00000 | 6 | 2 | 4 | 18395 | 73580 | Pirana=4 | 0 | 0 | 0 | 0 | 0 | 4 | 0 | 0 | 0 | 0 | 0 | 0 | 0 | 0 | 0 | 0 | 4
62 | Flow Control Valve DN300 | MOVC008NA00000 | 2 | 0 | 2 | 153024.5 | 306049 | Sakar WH=1, Sakar WH=1 | 0 | 0 | 2 | 0 | 0 | 0 | 0 | 0 | 0 | 0 | 0 | 0 | 0 | 0 | 0 | 0 | 2
63 | Pressure Transmitter iPT-10-E-24-C1-G-D | PRTA016NA00000 | 1010 | 736 | 274 | 1224 | 335376 | Sakar=173,Pirana=1, Sakar=100 | 273 | 0 | 0 | 0 | 0 | 1 | 0 | 0 | 0 | 0 | 0 | 0 | 0 | 0 | 0 | 0 | 274
64 | Human Machine Interface 12 inch | HMIA012NA00000 | 28 | 23 | 5 | 1341 | 6705 | Sakar=5 | 5 | 0 | 0 | 0 | 0 | 0 | 0 | 0 | 0 | 0 | 0 | 0 | 0 | 0 | 0 | 0 | 5
65 | 63A DC 6kA 1000V DC MCB | PPAL009CH02000 | 451 | 251 | 200 | 878 | 175600 | Sakar WH=23,Themis=1, Themis=17,Krishant=12,Sakar=12, Sakar=15, Themis=120 | 27 | 0 | 23 | 138 | 12 | 0 | 0 | 0 | 0 | 0 | 0 | 0 | 0 | 0 | 0 | 0 | 200
66 | iEFM-100 | EFMR004MI00300 | 75 | 73 | 7 | 18240 | 127680 | Pirana=2, FCRI=4(DC-157/2024-25,DC-170/2024-25),Jaunpur=5 | 0 | 0 | 0 | 0 | 0 | 2 | 0 | 0 | 0 | 0 | 0 | 0 | 0 | 5 | 0 | 0 | 7
67 | iEFM-200 | EFMR007MI00300 | 85 | 84 | 1 | 25872 | 25872 | Pirana=1 | 0 | 0 | 0 | 0 | 0 | 1 | 0 | 0 | 0 | 0 | 0 | 0 | 0 | 0 | 0 | 0 | 1
68 | Tubewell Automation Panel | PNLB011NA00300 | 19 | 17 | 2 | 18000 | 36000 | Sakar=2 | 2 | 0 | 0 | 0 | 0 | 0 | 0 | 0 | 0 | 0 | 0 | 0 | 0 | 0 | 0 | 0 | 2
69 | Lummines Sinwave Inverter 750/12v dc | UPSB100LU00303 | 2 | 1 | 1 | 4322.02 | 4322.02 | Sakar=1 | 1 | 0 | 0 | 0 | 0 | 0 | 0 | 0 | 0 | 0 | 0 | 0 | 0 | 0 | 0 | 0 | 1
70 | Tail End Point Panel | PNLA008NA00000 | 944 | 926 | 18 | 2723.31 | 49019.58 | Sakar=3, Sakar=15 | 18 | 0 | 0 | 0 | 0 | 0 | 0 | 0 | 0 | 0 | 0 | 0 | 0 | 0 | 0 | 0 | 18
71 | Ultrasonic Level Transmitter 0-8mtr | LVLB003NA00001 | 150 | 137 | 13 | 7080 | 92040 | Expo=2,Sakar=11 | 11 | 0 | 0 | 0 | 0 | 0 | 0 | 2 | 0 | 0 | 0 | 0 | 0 | 0 | 0 | 0 | 13
72 | SALZER RELAY MSP 4P 240VAC **1 | PPAE014SA00000 | 54 | 44 | 10 | 65.65 | 656.5 | Sakar=10 | 10 | 0 | 0 | 0 | 0 | 0 | 0 | 0 | 0 | 0 | 0 | 0 | 0 | 0 | 0 | 0 | 10
73 | GS2107-WTBD-N | HMIA007MI00303 | 4 | 3 | 1 | 17503 | 17503 | Sakar=1 | 1 | 0 | 0 | 0 | 0 | 0 | 0 | 0 | 0 | 0 | 0 | 0 | 0 | 0 | 0 | 0 | 1
74 | 150mm Wlotman Type Water Mater | EFME006NA00000 | 460 | 458 | 2 | 8364.37 | 16728.74 | Pirana=1,TS=1 | 0 | 1 | 0 | 0 | 0 | 1 | 0 | 0 | 0 | 0 | 0 | 0 | 0 | 0 | 0 | 0 | 2
75 | LG6435 with RS845 and 3 Line display | PPG301EL00300 | 23 | 20 | 3 | 2630.43 | 7891.29 | TS=3 | 0 | 3 | 0 | 0 | 0 | 0 | 0 | 0 | 0 | 0 | 0 | 0 | 0 | 0 | 0 | 0 | 3
76 | 4 core x 1.5 Sq.mm Copper PVC Flexible Cable | CABF402PO00001 | 500 | 300 | 200 | 65.23 | 13046 | Sakar WH=200 | 0 | 0 | 200 | 0 | 0 | 0 | 0 | 0 | 0 | 0 | 0 | 0 | 0 | 0 | 0 | 0 | 200
77 | Electronic Dosing Pump VA-01 6LPH 4Kg PP | WQACDO001VT000 | 1854 | 1852 | 2 | 5195.65 | 10391.3 | Sakar=2 | 2 | 0 | 0 | 0 | 0 | 0 | 0 | 0 | 0 | 0 | 0 | 0 | 0 | 0 | 0 | 0 | 2
78 | ISS-K-22 | PPAO018NA04000 | 42 | 40 | 2 | 11244 | 22488 | Sakar=2 | 2 | 0 | 0 | 0 | 0 | 0 | 0 | 0 | 0 | 0 | 0 | 0 | 0 | 0 | 0 | 0 | 2
79 | ISS-K-45 | PPAO021NA04000 | 4 | 0 | 4 | 15372 | 61488 | Sakar=4 | 4 | 0 | 0 | 0 | 0 | 0 | 0 | 0 | 0 | 0 | 0 | 0 | 0 | 0 | 0 | 0 | 4
80 | iPT10 Pressure Transmitter 0-25Bar | PRTA025MI00001 | 30 | 26 | 4 | 2148 | 8592 | Sakar=4 | 4 | 0 | 0 | 0 | 0 | 0 | 0 | 0 | 0 | 0 | 0 | 0 | 0 | 0 | 0 | 0 | 4
81 | iPT10 Pressure Transmitter 0-100 Bar | PRTA100MI00002 | 5 | 4 | 1 | 2148 | 2148 | SAKAR=1 | 1 | 0 | 0 | 0 | 0 | 0 | 0 | 0 | 0 | 0 | 0 | 0 | 0 | 0 | 0 | 0 | 1
82 | 16mm*48 Nut Bolt Washer | PLAH005ST00000 | 80 | 20 | 60 | 39 | 2340 | Sakar=60 | 60 | 0 | 0 | 0 | 0 | 0 | 0 | 0 | 0 | 0 | 0 | 0 | 0 | 0 | 0 | 0 | 60
83 | i VFD-T-4.0 | PPAO009NA00000 | 444 | 270 | 174 | 6002.99 | 1044520.26 | Sakar=7,Expo=1, Themis=28, Themis=118, SAKAR=20 | 27 | 0 | 0 | 146 | 0 | 0 | 0 | 1 | 0 | 0 | 0 | 0 | 0 | 0 | 0 | 0 | 174
84 | i VFD-T-22 | PPAO018NA00000 | 23 | 2 | 21 | 21432.34 | 450079.14 | Sakar WH=16,Sakar=2, Themis=1,Sakar=2 | 4 | 0 | 16 | 1 | 0 | 0 | 0 | 0 | 0 | 0 | 0 | 0 | 0 | 0 | 0 | 0 | 21
85 | Relay 230 V AC, 2 CO | PPAE005SC00000 | 12 | 10 | 2 | 156.67 | 313.34 | Sakar=2 | 2 | 0 | 0 | 0 | 0 | 0 | 0 | 0 | 0 | 0 | 0 | 0 | 0 | 0 | 0 | 0 | 2
86 | iEFM-250 | EFMR008MI00300 | 10 | 3 | 7 | 30960 | 216720 | Sakar=1,Pirana=6 | 1 | 0 | 0 | 0 | 0 | 6 | 0 | 0 | 0 | 0 | 0 | 0 | 0 | 0 | 0 | 0 | 7
87 | iEFM-300 | EFMR009MI00300 | 10 | 2 | 8 | 37560 | 300480 | Pirana=8 | 0 | 0 | 0 | 0 | 0 | 8 | 0 | 0 | 0 | 0 | 0 | 0 | 0 | 0 | 0 | 0 | 8
88 | iEFM-350 | EFMR010MI00300 | 8 | 3 | 5 | 44676 | 223380 | Pirana=5 | 0 | 0 | 0 | 0 | 0 | 5 | 0 | 0 | 0 | 0 | 0 | 0 | 0 | 0 | 0 | 0 | 5
89 | Flow DN80 | EFMR003XT00300 | 1 | 0 | 1 | 16824 | 16824 | Sakar=1 | 1 | 0 | 0 | 0 | 0 | 0 | 0 | 0 | 0 | 0 | 0 | 0 | 0 | 0 | 0 | 0 | 1
90 | Flow DN100 | EFMR004XT00300 | 1 | 0 | 1 | 17040 | 17040 | Sakar=1 | 1 | 0 | 0 | 0 | 0 | 0 | 0 | 0 | 0 | 0 | 0 | 0 | 0 | 0 | 0 | 0 | 1
91 | Flow DN125 | EFMR005XT00300 | 1 | 0 | 1 | 17988 | 17988 | Sakar=1 | 1 | 0 | 0 | 0 | 0 | 0 | 0 | 0 | 0 | 0 | 0 | 0 | 0 | 0 | 0 | 0 | 1
92 | Flow DN200 | EFMR007XT00300 | 1 | 0 | 1 | 24672 | 24672 | Pirana=1 | 0 | 0 | 0 | 0 | 0 | 1 | 0 | 0 | 0 | 0 | 0 | 0 | 0 | 0 | 0 | 0 | 1
93 | Flow DN250 | EFMR008XT00300 | 1 | 0 | 1 | 28560 | 28560 | Pirana=1 | 0 | 0 | 0 | 0 | 0 | 1 | 0 | 0 | 0 | 0 | 0 | 0 | 0 | 0 | 0 | 0 | 1
94 | 1sqmm x 2core Copper Flexible Cable | CABF203PO00007 | 11600 | 11550 | 50 | 27.93 | 1396.5 | Pirana= 50 | 0 | 0 | 0 | 0 | 0 | 50 | 0 | 0 | 0 | 0 | 0 | 0 | 0 | 0 | 0 | 0 | 50
95 | 10 core x1.5 Sq mm Copper Flexible Insulated Cable | CABF902PO00001 | 500 | 100 | 400 | 167.64 | 67056 | Sakar WH=400 | 0 | 0 | 400 | 0 | 0 | 0 | 0 | 0 | 0 | 0 | 0 | 0 | 0 | 0 | 0 | 0 | 400
96 | Indo-JB-3020-SMC 300MM*200MM*105MM Job Work | PNLJ000NA00000 | 397 | 394 | 3 | 1128.65 | 3385.95 | Pirana=3 | 0 | 0 | 0 | 0 | 0 | 3 | 0 | 0 | 0 | 0 | 0 | 0 | 0 | 0 | 0 | 0 | 3
97 | Chlorine Dosing System -M-Without Tank | WQACDO001ED101 | 10 | 0 | 10 | 28000 | 280000 | Sakar=10 | 10 | 0 | 0 | 0 | 0 | 0 | 0 | 0 | 0 | 0 | 0 | 0 | 0 | 0 | 0 | 0 | 10
98 | Relay 24 V DC, 2 CO Make:BCH | PPAE009SC00000 | 2 | 0 | 2 | 175 | 350 | Sakar=2 | 2 | 0 | 0 | 0 | 0 | 0 | 0 | 0 | 0 | 0 | 0 | 0 | 0 | 0 | 0 | 0 | 2
99 | Supply of Permanent Copper Sulfate Electrode 14627 Mc Miller | ONGA101MC00001 | 61 | 4 | 57 | 5170.49 | 294717.93 | Controlplus=57 | 0 | 0 | 0 | 0 | 0 | 0 | 0 | 0 | 0 | 0 | 0 | 57 | 0 | 0 | 0 | 0 | 57
100 | Solid Shaft Encoder J-58A | MISK001JA01600 | 303 | 47 | 256 | 4840 | 1239040 | Sakar= 256 | 256 | 0 | 0 | 0 | 0 | 0 | 0 | 0 | 0 | 0 | 0 | 0 | 0 | 0 | 0 | 0 | 256
101 | ADVM Protocol Converter | MODN007NA00000 | 30 | 28 | 2 | 2500 | 5000 | Sakar=2 | 2 | 0 | 0 | 0 | 0 | 0 | 0 | 0 | 0 | 0 | 0 | 0 | 0 | 0 | 0 | 0 | 2
102 | Unix-1-230V Compact PLC -Panel Mount | PLCQ001SE01003 | 303 | 55 | 248 | 2587 | 641576 | Krishant= 80, Krishant=165, Krishant=3 | 0 | 0 | 0 | 0 | 248 | 0 | 0 | 0 | 0 | 0 | 0 | 0 | 0 | 0 | 0 | 0 | 248
103 | Panel Pole Mounting bracket (1 Set= 2 Pcs.) Size: 40mm x 3mm | PPAAL000061910 | 1701 | 1699 | 2 | 93 | 186 | TS=1,Rishi Enterprise=1 | 0 | 1 | 0 | 0 | 0 | 0 | 0 | 0 | 0 | 1 | 0 | 0 | 0 | 0 | 0 | 0 | 2
104 | LoRA Antenna Clamp with black powder coating (thickness 80 ~ 90 microns) | PLAG000ST00001 | 600 | 0 | 600 | 22 | 13200 | Sakar=600 | 600 | 0 | 0 | 0 | 0 | 0 | 0 | 0 | 0 | 0 | 0 | 0 | 0 | 0 | 0 | 0 | 600
105 | LoRA GW Antenna Clamp with black powder coating (thickness 80 ~ 90 microns) | PLAG000ST00014 | 150 | 0 | 150 | 48 | 7200 | Sakar=150 | 150 | 0 | 0 | 0 | 0 | 0 | 0 | 0 | 0 | 0 | 0 | 0 | 0 | 0 | 0 | 0 | 150
106 | Digital pH Sensor Measuring range: 0-14 Accuracy: ±0.02pH ±0.3°C Output: RS485 and 4~20mA | WQAO001NN00501 | 9 | 1 | 8 | 10222.22 | 81777.76 | Sakar=1,ITC=1, Sakar=6 | 1 | 6 | 0 | 0 | 0 | 0 | 0 | 0 | 0 | 0 | 1 | 0 | 0 | 0 | 0 | 0 | 8
107 | Ultrasonic Level Transmitter | LVLB002CI00000 | 403 | 215 | 188 | 6820.35 | 1282225.8 | TS=1,Sakar=1, TS=1, Sakar=85, Sakar=100 | 186 | 2 | 0 | 0 | 0 | 0 | 0 | 0 | 0 | 0 | 0 | 0 | 0 | 0 | 0 | 0 | 188
108 | iEFM-50 | EFMR001MI00300 | 3 | 0 | 3 | 20100 | 60300 | Sakar=3 | 3 | 0 | 0 | 0 | 0 | 0 | 0 | 0 | 0 | 0 | 0 | 0 | 0 | 0 | 0 | 0 | 3
109 | iEFM-65 | EFMR002MI00300 | 2 | 1 | 1 | 20700 | 20700 | Sakar=1 | 1 | 0 | 0 | 0 | 0 | 0 | 0 | 0 | 0 | 0 | 0 | 0 | 0 | 0 | 0 | 0 | 1
110 | Online Conductivity Measuring range: K=10, 0~2000μS/cm Accuracy: ±2%FS | WQAP000CI00600 | 6 | 0 | 6 | 16200 | 97200 | Sakar=6 | 6 | 0 | 0 | 0 | 0 | 0 | 0 | 0 | 0 | 0 | 0 | 0 | 0 | 0 | 0 | 0 | 6
111 | Lighting Arrester (Heavy) | ELAU113KA00600 | 2 | 1 | 1 | 26250 | 26250 | Sakar=1 | 1 | 0 | 0 | 0 | 0 | 0 | 0 | 0 | 0 | 0 | 0 | 0 | 0 | 0 | 0 | 0 | 1
112 | RS-232 to 485 converter w/ iso. R Model No: ADAM-4520-F | MODM006AD00000 | 2 | 1 | 1 | 5013 | 5013 | Sakar=1 | 1 | 0 | 0 | 0 | 0 | 0 | 0 | 0 | 0 | 0 | 0 | 0 | 0 | 0 | 0 | 0 | 1
113 | 2.5 SQ MM END SLEEVE INSU LUGS | ELAB024ST00000 | 1200 | 1000 | 200 | 1.31 | 262 | Pirana=200 | 0 | 0 | 0 | 0 | 0 | 200 | 0 | 0 | 0 | 0 | 0 | 0 | 0 | 0 | 0 | 0 | 200
114 | VFD 1.5kW 380v 3 Phase CDI-EM60G1R5T4B | PPAO001DE04300 | 5 | 0 | 5 | 4711.2 | 23556 | Sakar=5 | 5 | 0 | 0 | 0 | 0 | 0 | 0 | 0 | 0 | 0 | 0 | 0 | 0 | 0 | 0 | 0 | 5
115 | 2.5 SQ MM RING TypeLUGS | ELAB024ST00001 | 600 | 500 | 100 | 1.89 | 189 | Pirana=100 | 0 | 0 | 0 | 0 | 0 | 100 | 0 | 0 | 0 | 0 | 0 | 0 | 0 | 0 | 0 | 0 | 100
116 | 10” Inch HMI Model: FP4101TN Make: Renu | HMI010RE00803 | 8 | 0 | 8 | 17705 | 141640 | Sakar=8 | 8 | 0 | 0 | 0 | 0 | 0 | 0 | 0 | 0 | 0 | 0 | 0 | 0 | 0 | 0 | 0 | 8
117 | KEYBOARD Dell | ITAM001NA00000 | 3 | 2 | 1 | 575 | 575 | Sakar=1 | 1 | 0 | 0 | 0 | 0 | 0 | 0 | 0 | 0 | 0 | 0 | 0 | 0 | 0 | 0 | 0 | 1
118 | Mouse Dell | ITAM003NA00000 | 3 | 2 | 1 | 295 | 295 | Sakar=1 | 1 | 0 | 0 | 0 | 0 | 0 | 0 | 0 | 0 | 0 | 0 | 0 | 0 | 0 | 0 | 0 | 1
119 | Pressure Transmitter without Display Pressure Range: 0 ~ 10 Bar=15,0 ~ 100 Bar=14,0 ~ 40=10 Bar,0 ~ 60 Bar=18 | (PRTA010MI00002 0-10Bar)-2Nos (PRTA100MI00002 0-100Bar)-6Nos | 57 | 49 | 8 | 1440 | 11520 | Sakar - 0 to 60 Bar=2, 0 to 10 Bar=2, 0 to 40 Bar=2, 0 to 100=2 ) | 8 | 0 | 0 | 0 | 0 | 0 | 0 | 0 | 0 | 0 | 0 | 0 | 0 | 0 | 0 | 0 | 8
120 | Electromagnetic Flow DN40 | EFMR012CM00003 | 6 | 0 | 6 | 12480 | 74880 | Pirana=6 | 0 | 0 | 0 | 0 | 0 | 6 | 0 | 0 | 0 | 0 | 0 | 0 | 0 | 0 | 0 | 0 | 6
121 | Electromagnetic Flow DN50 | EFMR001CM00003 | 90 | 0 | 90 | 13080 | 1177200 | Pirana=90 | 0 | 0 | 0 | 0 | 0 | 90 | 0 | 0 | 0 | 0 | 0 | 0 | 0 | 0 | 0 | 0 | 90
122 | Electromagnetic Flow DN80 | EFMR003CM00003 | 35 | 29 | 6 | 15480 | 92880 | Pirana=6 | 0 | 0 | 0 | 0 | 0 | 6 | 0 | 0 | 0 | 0 | 0 | 0 | 0 | 0 | 0 | 0 | 6
123 | Electromagnetic Flow DN100 | EFMR004CM00003 | 65 | 54 | 11 | 17040 | 187440 | Pirana=11 | 0 | 0 | 0 | 0 | 0 | 11 | 0 | 0 | 0 | 0 | 0 | 0 | 0 | 0 | 0 | 0 | 11
124 | Electromagnetic Flow DN150 | EFMR006CM00003 | 18 | 11 | 7 | 19620 | 137340 | Pirana=7 | 0 | 0 | 0 | 0 | 0 | 7 | 0 | 0 | 0 | 0 | 0 | 0 | 0 | 0 | 0 | 0 | 7
125 | Electromagnetic Flow DN200 | EFMR007CM00003 | 18 | 13 | 5 | 22920 | 114600 | Pirana=5 | 0 | 0 | 0 | 0 | 0 | 5 | 0 | 0 | 0 | 0 | 0 | 0 | 0 | 0 | 0 | 0 | 5
126 | Electromagnetic Flow DN250 | EFMR008CM00003 | 5 | 0 | 5 | 30360 | 151800 | Pirana=5 | 0 | 0 | 0 | 0 | 0 | 5 | 0 | 0 | 0 | 0 | 0 | 0 | 0 | 0 | 0 | 0 | 5
127 | Electromagnetic Flow DN300 | EFMR009CM00003 | 6 | 0 | 6 | 35760 | 214560 | Pirana=6 | 0 | 0 | 0 | 0 | 0 | 6 | 0 | 0 | 0 | 0 | 0 | 0 | 0 | 0 | 0 | 0 | 6
128 | Electromagnetic Flow DN350 | EFMR010CM00003 | 1 | 0 | 1 | 39000 | 39000 | Pirana=1 | 0 | 0 | 0 | 0 | 0 | 1 | 0 | 0 | 0 | 0 | 0 | 0 | 0 | 0 | 0 | 0 | 1
129 | Electromagnetic Flow DN400 | EFMR011CM00003 | 1 | 0 | 1 | 44400 | 44400 | Pirana=1 | 0 | 0 | 0 | 0 | 0 | 1 | 0 | 0 | 0 | 0 | 0 | 0 | 0 | 0 | 0 | 0 | 1
130 | Electromagnetic Flow DN600 | EFMR013CM00003 | 1 | 0 | 1 | 34200 | 34200 | Pirana=1 | 0 | 0 | 0 | 0 | 0 | 1 | 0 | 0 | 0 | 0 | 0 | 0 | 0 | 0 | 0 | 0 | 1
131 | Electromagnetic Flow DN900 | EFMR014CM00003 | 2 | 0 | 2 | 116760 | 233520 | Pirana=2 | 0 | 0 | 0 | 0 | 0 | 2 | 0 | 0 | 0 | 0 | 0 | 0 | 0 | 0 | 0 | 0 | 2
132 | Rock Salt | ELAU000NA00000 | 142 | 140 | 2 | 685.42 | 1370.84 | Barabanki=2 | 0 | 0 | 0 | 0 | 0 | 0 | 0 | 0 | 0 | 0 | 0 | 0 | 0 | 0 | 0 | 2 | 2
133 | SMC ENCLOSURE BOX Dimension: 140 x 140 x 95mm | ELAU106VS00000 | 4 | 0 | 4 | 150 | 600 | Sakar=4 | 4 | 0 | 0 | 0 | 0 | 0 | 0 | 0 | 0 | 0 | 0 | 0 | 0 | 0 | 0 | 0 | 4
134 | HP WORKSTATION Z2 G9 Tower (8S171PA) I7-12700/16GB D5 /1TB NVME /WIN11P /SP /500W / 3YR)/with monitor 324pV 23.5 Inch Additional 1 TB HDD DIS Seagate | ITAK013NA00000 | 8 | 0 | 8 | 77990 | 623920 | Sakar=8 | 8 | 0 | 0 | 0 | 0 | 0 | 0 | 0 | 0 | 0 | 0 | 0 | 0 | 0 | 0 | 0 | 8
135 | Digital Turbidity sensor Measuring range: 0-400NTU | WQAF001NN00000 | 26 | 25 | 1 | 18000 | 18000 | Sakar=1 | 1 | 0 | 0 | 0 | 0 | 0 | 0 | 0 | 0 | 0 | 0 | 0 | 0 | 0 | 0 | 0 | 1
136 | 0.75 Sqmm x 1 Pair Copper Shielded Armored Cable | CABC500PO00002 | 5015 | 0 | 5015 | 68.88 | 345433.2 | Pirana= 5015 | 0 | 0 | 0 | 0 | 0 | 5015 | 0 | 0 | 0 | 0 | 0 | 0 | 0 | 0 | 0 | 0 | 5015
137 | 1.5 Sqmm x 4 Core Copper FRLS Armored Cable | CABC402PO00003 | 1255 | 0 | 1255 | 100.84 | 126554.2 | Pirana= 1255 | 0 | 0 | 0 | 0 | 0 | 1255 | 0 | 0 | 0 | 0 | 0 | 0 | 0 | 0 | 0 | 0 | 1255
138 | 0.75 Sqmm x 2 Pair Copper Shielded Armored Cable | CABC509PO00002 | 1655 | 0 | 1655 | 103.74 | 171689.7 | Pirana= 1655 | 0 | 0 | 0 | 0 | 0 | 1655 | 0 | 0 | 0 | 0 | 0 | 0 | 0 | 0 | 0 | 0 | 1655
139 | 0.75 Sqmm x 6 Pair Copper Shielded Armored Cable | CABC505PO00002 | 260 | 0 | 260 | 217.98 | 56674.8 | Pirana=260 | 0 | 0 | 0 | 0 | 0 | 260 | 0 | 0 | 0 | 0 | 0 | 0 | 0 | 0 | 0 | 0 | 260
140 | 15 mm flexible conduit polymid type pipe - industrial grade PG-11 | ELAM108VS00400 | 50 | 0 | 50 | 21.5 | 1075 | Sakar= 50 | 50 | 0 | 0 | 0 | 0 | 0 | 0 | 0 | 0 | 0 | 0 | 0 | 0 | 0 | 0 | 0 | 50
141 | 21 mm flexible conduit polymid type pipe - industrial grade PG-16 | ELAM109VS00500 | 50 | 0 | 50 | 33.5 | 1675 | Sakar= 50 | 50 | 0 | 0 | 0 | 0 | 0 | 0 | 0 | 0 | 0 | 0 | 0 | 0 | 0 | 0 | 0 | 50
142 | Supply of Cable for All Accessories | CABF000PO00000 | 2 | 0 | 2 | 28000 | 56000 | Barabanki=2 | 0 | 0 | 0 | 0 | 0 | 0 | 0 | 0 | 0 | 0 | 0 | 0 | 0 | 0 | 0 | 2 | 2
143 | EPDM rubber “O” ring Dimensions: 67x7 mm | ELAY006ST00000 | 410 | 0 | 410 | 15 | 6150 | Sakar=410 | 410 | 0 | 0 | 0 | 0 | 0 | 0 | 0 | 0 | 0 | 0 | 0 | 0 | 0 | 0 | 0 | 410
144 | Wafer type Butterfly Valve with Electrical actuator 150MM | MOVC005QI00000 | 1 | 0 | 1 | 27600 | 27600 | Sakar=1 | 1 | 0 | 0 | 0 | 0 | 0 | 0 | 0 | 0 | 0 | 0 | 0 | 0 | 0 | 0 | 0 | 1
Total Amount | [6 empty] | 25006637.61 |  | 4842 | 21 | 3869 | 498 | 376 | 13594 | 104 | 5 | 1 | 1 | 1 | 57 | 0 | 5 | 42 | 4 | 23420