## MainCategory
main_category_code | main_category_name | ID
PLC | Programmable Logic Controller | 1
SEN | Sensors | 2
HMI | HUMAN MACHINE INTERFACE | 3
PRT | PRESSURE TRANSMITTER | 4
UPS | UPS & STABILIZER | 5
CAB | CABLE | 6
PRG | PRESSURE GAUGE | 7
EFM | Electromagnetic Flow Meter | 8
LVL | LEVEL SENSOR | 9
WQA | WATER QUALITY ANALYSER | 10
ELA | ELECTRICAL ACCESSORIES | 11
MOD | MODEM | 12
PPA | PANEL PARTS | 13
ITA | IT ACCESSORIES | 14
SER | SERVICE | 15
ONG | O&G ACCESSORIES | 16
MOV | VALVE ACTUATOR | 17
PNL | PANEL | 18
PLA | PLUMBING ACCESSORIES | 19
CIM | CIMCON Products | 20
ITS | IT SOFTWARES | 21
TOO | Tools | 22
CIV | CIVIL | 23
MIS | MISCELLENOUS | 24
STA | Stationary | 25
AMR | AMR | 26
PAC | Packing Materail | 27
DPI | Dam Project Instrument | 28

## ProductRating
product_rating_code | old | product_rating_name | main_category_id
010 | 010 | 0-10 BAR | 1
020 | 020 | 10-20 BAR | 1
000 | 000 | NA | 3
003 | 003 | 3.7" | 3
004 | 004 | 4.3" | 3
007 | 007 | 7" | 3
010 | 010 | 10" | 3
011 | 011 | 15.6" | 3
012 | 012 | 12" | 3
005 | 005 | 0-5 BAR | 4
006 | 006 | 0-6 BAR | 4
010 | 010 | 0-10 BAR | 4
016 | 016 | 0-16 BAR | 4
025 | 025 | 0-25 BAR | 4
040 | 040 | 0-40 BAR | 4
060 | 060 | 0-60 BAR | 4
100 | 100 | 0-100 BAR | 4
150 | 150 | 0.-150 BAR | 4
000 | 000 | NA | 5
100 | 100 | 1 PHASE- 600 VA | 5
101 | 101 | 1 PHASE- 1 KVA | 5
102 | 102 | 1 PHASE- 2 KVA | 5
103 | 103 | 1 PHASE -3 KVA | 5
105 | 105 | 1 PHASE -5 KVA | 5
310 | 310 | 3 PHASE-10 KVA | 5
410 | 410 | DG SET - 10 KVA - 3 PHASE | 5
411 | 411 | DG SET - 50 KVA - 3 PHASE | 5
501 | 501 | STABILIZER- 3 PHASE 10KVA -OIL COOLED | 5
502 | 502 | STABILIZER- 3 PHASE 15KVA-OIL COOLED | 5
503 | 503 | STABILIZER- 3 PHASE 20 KVA-OIL COOLED | 5
504 | 504 | STABILIZER- 3 PHASE 25 KVA -OIL COOLED | 5
505 | 505 | STABILIZER- 3 PHASE 30 KVA -OIL COOLED | 5
506 | 506 | STABILIZER- 3 PHASE 7.5 KVA -OIL COOLED | 5
101 | 101 | 1 C -0.25 SQ MM | 6
102 | 102 | 1 C -0.5 SQ MM | 6
103 | 103 | 1 C -0.75 SQ MM | 6
104 | 104 | 1 C -1.0 SQ MM | 6
105 | 105 | 1 C -1.5 SQ MM | 6
106 | 106 | 1 C -2.5 SQ MM | 6
107 | 107 | 1 C -4.0 SQ MM | 6
108 | 108 | 1 C -6.0 SQ MM | 6
109 | 109 | 1 C -6.0 SQ MM | 6
110 | 110 | 1 C- 10.0 SQ MM | 6
111 | 111 | 1 C - 16 SQ MM | 6
201 | 201 | 2 C -0.5 SQ MM | 6
202 | 202 | 2 C -0.75 SQ MM | 6
203 | 203 | 2 C -1.0 SQ MM | 6
204 | 204 | 2 C -1.5 SQ MM | 6
205 | 205 | 2 C -2.5 SQ MM | 6
206 | 206 | 2 C -4.0 SQ MM | 6
207 | 207 | 2 C - 16 SQ MM | 6
301 | 301 | 3 C -1.0 SQ MM | 6
302 | 302 | 3 C -1.5 SQ MM | 6
303 | 303 | 3 C -2.5 SQ MM | 6
304 | 304 | 3 C -4.0 SQ MM | 6
305 | 305 | 3 C -0.5 SQ MM | 6
306 | 306 | 3 C -6 SQ MM | 6
307 | 307 | 3 C -10 SQ MM | 6
308 | 308 | 3 C -16 SQ MM | 6
309 | 309 | 3 C -25 SQ MM | 6
310 | 310 | 3 C -35 SQ MM | 6
311 | 311 | 3 C -50 SQ MM | 6
312 | 312 | 3 C -70 SQ MM | 6
313 | 313 | 3 C -95 SQ MM | 6
314 | 314 | 3 C -120 SQ MM | 6
315 | 315 | 3 C -150 SQ MM | 6
316 | 316 | 3 C -185 SQ MM | 6
317 | 317 | 3 C -240 SQ MM | 6
318 | 318 | 3 C -300 SQ MM | 6
319 | 319 | 3 C -400 SQ MM | 6
323 | 323 | 3 C -300 SQ MM (6.6Kv unearthed Alu. | 6
324 | 324 | 3.5 C - 16 SQ MM | 6
401 | 401 | 4 C -1.0 SQ MM | 6
402 | 402 | 4 C -1.5 SQ MM | 6
403 | 403 | 4 C -2.5 SQ MM | 6
404 | 404 | 4 C -4.0 SQ MM | 6
405 | 405 | 4 C - 0.75 SQ MM | 6
406 | 406 | 4 C - 10 SQ MM | 6
407 | 407 | 4 C - 16 SQ MM | 6
501 | 501 | 5 C - 1 SQ MM | 6
502 | 502 | 5 C - 1.5 SQ MM | 6
601 | 601 | 6 C -1.0 SQ MM | 6
602 | 602 | 6 C -1.5 SQ MM | 6
603 | 603 | 6 C -2.5 SQ MM | 6
604 | 604 | 6 C -4.0 SQ MM | 6
701 | 701 | 7 C -1.0 SQ MM | 6
702 | 702 | 7 C -1.5 SQ MM | 6
703 | 703 | 7 C -2.5 SQ MM | 6
704 | 704 | 7 C -4.0 SQ MM | 6
801 | 801 | 8 C -1.0 SQ MM | 6
802 | 802 | 8 C -1.5 SQ MM | 6
803 | 803 | 8 C -2.5 SQ MM | 6
804 | 804 | 8 C -4.0 SQ MM | 6
901 | 901 | 10 C -1.0 SQ MM | 6
902 | 902 | 10 C -1.5 SQ MM | 6
903 | 903 | 10 C -2.5 SQ MM | 6
904 | 904 | 10 C -4.0 SQ MM | 6
500 | 500 | 1 PAIR X 0.75 SQ MM | 6
501 | 501 | 5 PAIR X 0.5 SQ MM | 6
502 | 502 | 5 PAIR X 1.0 SQ MM | 6
503 | 503 | 5 PAIR X 1.5 SQ MM | 6
504 | 504 | 6 PAIR X 0.5 SQ MM | 6
505 | 505 | 6 PAIR X 1 SQ MM | 6
506 | 506 | 4 PAIR X 1 SQ MM | 6
507 | 507 | 2 PAIR X 0.5 SQ MM | 6
508 | 508 | 4 PAIR X 0.5 SQ MM | 6
509 | 509 | 2 PAIR X 0.75 SQ MM | 6
161 | 161 | 16 C X 1.0 SQ MM | 6
162 | 162 | 12 C -1.0 SQ MM | 6
000 | 000 | Combine SQ MM for Billing | 6
006 | 006 | 0-6 BAR | 7
010 | 010 | 0-10 BAR | 7
016 | 016 | 0-16 BAR | 7
025 | 025 | 0-25 BAR | 7
040 | 040 | 0-40 BAR | 7
060 | 060 | 0-60 BAR | 7
070 | 070 | 0-70 BAR | 7
100 | 100 | 0-100 BAR | 7
000 | 000 | NA | 8
001 | 001 | 50 mm | 8
002 | 002 | 65 mm | 8
003 | 003 | 80 mm | 8
004 | 004 | 100 mm | 8
005 | 005 | 125 mm | 8
006 | 006 | 150 mm | 8
007 | 007 | 200 mm | 8
008 | 008 | 250 mm | 8
009 | 009 | 300 mm | 8
010 | 010 | 350 mm | 8
011 | 011 | 400MM | 8
012 | 012 | 40 MM | 8
013 | 013 | 600MM | 8
014 | 014 | 900MM | 8
000 | 000 | NA | 9 | A
001 | 001 | 1 METER PP TYPE CABLE FLOAT SWITCH | 9 | A
002 | 002 | 2 METER PP TYPE CABLE FLOAT SWITCH | 9 | A
003 | 003 | 3 METER PP TYPE CABLE FLOAT SWITCH | 9 | A
004 | 004 | 4 METER PP TYPE CABLE FLOAT SWITCH | 9 | A
000 | 000 | NA | 9 | A
001 | 001 | 0-5 METER | 9 | B
002 | 002 | 0-6 METER | 9 | B
003 | 003 | 0-8 METER | 9 | B
004 | 004 | 0-10 METER | 9 | B
005 | 005 | 0-12 METER | 9 | B
006 | 006 | 0-20 METER | 9 | B
007 | 007 | 0-4 Meter | 9 | B
008 | 008 | 0-3 METER | 9 | B
000 | 000 | NA | 9 | C
001 | 001 | 0 TO 15 MTR | 9 | C
002 | 002 | 0 TO 35 MTR | 9 | C
003 | 003 | 0 to 4 MTR | 9 | C
000 | 000 | NA | 9 | F
001 | 001 | 0-5 METER | 9 | F
002 | 002 | 0-6 METER | 9 | F
003 | 003 | 0-8 METER | 9 | F
004 | 004 | 0-10 METER | 9 | F
005 | 005 | 0-12 METER | 9 | F
005 | 005 | 5 M H20 | 9 | E
010 | 010 | 10 M H20 | 9 | E
050 | 050 | 50 MH20 | 9 | E
100 | 100 | 100 M H20 | 9 | E
120 | 120 | 120M H20 | 9 | E
150 | 150 | 150 M H20 | 9 | E
175 | 175 | 175 MH20 | 9 | E
200 | 200 | 200 M H20 | 9 | E
000 | 000 | N/A | 10 | B
001 | 001 | 0 TO 400 NTU | 10 | B
002 | 002 | 0 TO 4000 | 10 | B
001 | 001 | 6 LPH | 10 | C
001 | 001 | 0 TO 20 mg/l, 0 TO 400 NTU | 10
000 | 000 | PH +TDS+TU+DO | 10 | Q
001 | 001 | PH +TDS+TU+DO+RCA | 10 | Q
002 | 002 | PH +TDS+TU+RCA | 10 | Q
003 | 003 | PH+TDS+TU+ORP | 10 | Q
004 | 004 | PH+TDS+TU+ORP+DO | 10 | Q
005 | 005 | PH + TDS + TU + ORP + DO + RCA | 10 | Q
001 | 001 | Range: -2000mv ~ +2000mV | 10 | S
001 | 001 | 0-20mg / L | 10 | T
000 | 000 | NA | 11 | A
001 | 001 | 100 MM-CABLE TIE | 11 | A
002 | 002 | 150 MM- CABLE TIE | 11 | A
003 | 003 | 200 MM- CABLE TIE | 11 | A
004 | 004 | 300 MM-CABLE TIE | 11 | A
005 | 005 | 75 MM CABLE TIE WHITE | 11 | A
000 | 000 | NA | 11 | B
001 | 001 | 0.25 SQ. MM COPPER TYPE, PVC INSULATED RING TYPE--LUGS | 11 | B
002 | 002 | 0.50 SQ. MM COPPER TYPE, PVC INSULATED RING TYPE--LUGS | 11 | B
003 | 003 | 0.75 SQ. MM COPPER TYPE, PVC INSULATED RING TYPE--LUGS | 11 | B
004 | 004 | 1.00 SQ. MM COPPER TYPE, PVC INSULATED RING TYPE--LUGS | 11 | B
005 | 005 | 1.5 SQ. MM COPPER TYPE, PVC INSULATED RING TYPE--LUGS | 11 | B
006 | 006 | 2.5 SQ. MM COPPER TYPE, PVC INSULATED RING TYPE--LUGS | 11 | B
007 | 007 | 4.0 SQ. MM COPPER TYPE, PVC INSULATED RING TYPE--LUGS | 11 | B
008 | 008 | 6.0 SQ. MM COPPER TYPE, PVC INSULATED RING TYPE--LUGS | 11 | B
009 | 009 | 10.0 SQ. MM COPPER TYPE, PVC INSULATED RING TYPE--LUGS | 11 | B
010 | 010 | .5 SQ.MM RING TYPE INSU --LUGS | 11 | B
011 | 011 | 1.0 SQ.MM RING TYPE INSU --LUGS | 11 | B
012 | 012 | 1.5 SQ.MM RING TYPE INSU --LUGS | 11 | B
013 | 013 | 2.0 SQ.MM RING TYPE INSU --LUGS | 11 | B
014 | 014 | 2.5 SQ.MM RING TYPE INSU --LUGS | 11 | B
015 | 015 | 3.0 SQ.MM RING TYPE INSU --LUGS | 11 | B
016 | 016 | 3.5 SQ.MM RING TYPE INSU --LUGS | 11 | B
017 | 017 | 4.0 SQ.MM RING TYPE INSU --LUGS | 11 | B
018 | 018 | 4.5 SQ.MM RING TYPE INSU --LUGS | 11 | B
019 | 019 | 25 SQ MM RING TYPE M-6 MM HOLE | 11 | B
020 | 020 | 35 SQ MM RING TYPE M-6 MM HOLE | 11 | B
021 | 021 | 50 SQ MM RING TYPE M-10 MM HOLE | 11 | B
022 | 022 | 2.5 SQ MM COPPER FURK TYPE INSU-LUGS | 11 | B
023 | 023 | 0.5 SQ MM END SLEEVE INSU LUGS | 11 | B
024 | 024 | 2.5 SQ MM END SLEEVE INSU LUGS | 11 | B
025 | 025 | 1.0 SQ MM END SLEEVE INSU LUGS | 11 | B
026 | 026 | 10 SQ MM END SLEEVE INSU LUGS | 11 | B
027 | 027 | 16 SQ MM END SLEEVE INSU LUGS | 11 | B
028 | 028 | 70 SQ MM RING TYPE M-10 MM HOLE | 11 | B
029 | 029 | 16 SQ MM RING TYPE M-8 MM HOLE | 11 | B
030 | 030 | Fork type PVC insulated Copper cable Lugs 1.5 Sq.mm | 11 | B
031 | 031 | 10 SQ MM RING TYPE M-6 MM HOLE | 11 | B
032 | 032 | 25 SQ MM RING TYPE COPPER LUGS | 11 | B
033 | 033 | 35 SQ MM RING TYPE COPPER LUGS | 11 | B
034 | 034 | 70 SQ MM RING TYPE COPPER LUGS | 11 | B
035 | 035 | 95 SQ MM RING TYPE COPPER LUGS | 11 | B
036 | 036 | 50 SQ MM RING TYPE COPPER LUGS | 11 | B
037 | 037 | 100 SQ MM RING TYPE COPPER LUGS | 11 | B
038 | 038 | 110 SQ MM RING TYPE COPPER LUGS | 11 | B
039 | 039 | 120 SQ MM RING TYPE COPPER LUGS | 11 | B
040 | 040 | 150 SQ MM RING TYPE COPPER LUGS | 11 | B
041 | 041 | 185 SQ MM RING TYPE COPPER LUGS | 11 | B
050 | 050 | 25 SQ MM RING TYPE ALUMINIUM LUGS | 11 | B
051 | 051 | 35 SQ MM RING TYPE ALUMINIUM LUGS | 11 | B
052 | 052 | 70 SQ MM RING TYPE ALUMINIUM LUGS | 11 | B
053 | 053 | 95 SQ MM RING TYPE ALUMINIUM LUGS | 11 | B
054 | 054 | 50 SQ MM RING TYPE ALUMINIUM LUGS | 11 | B
055 | 055 | 100 SQ MM RING TYPE ALUMINIUM LUGS | 11 | B
056 | 056 | 110 SQ MM RING TYPE ALUMINIUM LUGS | 11 | B
057 | 057 | 120 SQ MM RING TYPE ALUMINIUM LUGS | 11 | B
058 | 058 | 150 SQ MM RING TYPE ALUMINIUM LUGS | 11 | B
059 | 059 | 185 SQ MM RING TYPE ALUMINIUM LUGS | 11 | B
060 | 060 | 240 SQ MM RING TYPE ALUMINIUM LUGS | 11 | B
000 | 000 | NA | 11 | I
001 | 001 | 35 x8 --Wooden Screw | 11 | I
002 | 002 | 50 X 8 - WOODEN SCREW | 11 | I
000 | 000 | NA | 11 | K
001 | 001 | ANCHOR FASTNER PIN TYPE 10 X100 | 11 | K
002 | 002 | ANCHOR FASTNER PIN TYPE 8 X 75 | 11 | K
003 | 003 | WEDGE ANCHOR FASTNER 8 X75 | 11 | K
004 | 004 | ANCHOR FASTNER PIN TYPE 12 X 75 | 11 | K
005 | 005 | ANCHOR FASTNER PIN TYPE 12 X 100 | 11 | K
000 | 000 | NA | 11 | L
001 | 001 | SADA SADDLE 25 MM | 11 | L
002 | 002 | SADA SADDLE 50 MM | 11 | L
003 | 003 | SADDLE 3/4" | 11 | L
004 | 004 | SADDLE 1/2" | 11 | L
005 | 005 | SADA SADDLE 40 MM | 11 | L
000 | 000 | NA | 11 | J
001 | 001 | ROLL PLUG 10 X 50 | 11 | J
000 | 000 | NA | 11 | M
001 | 001 | 12 mm PVC Conduit Light grade | 11 | M
002 | 002 | 20 mm PVC Conduit Light grade | 11 | M
003 | 003 | 25 mm PVC Conduit Light grade | 11 | M
004 | 004 | 32 mm PVC Conduit Light grade | 11 | M
005 | 005 | 40 mm PVC Conduit Light grade | 11 | M
006 | 006 | 50 mm PVC Conduit Light grade | 11 | M
007 | 007 | 65 mm PVC Conduit Light grade | 11 | M
101 | 101 | 12 mm PVC Conduit medium grade | 11 | M
102 | 102 | 20 mm PVC Conduit medium grade | 11 | M
103 | 103 | 25 mm PVC Conduit medium grade | 11 | M
104 | 104 | 32 mm PVC Conduit medium grade | 11 | M
105 | 105 | 40 mm PVC Conduit medium grade | 11 | M
106 | 106 | 50 mm PVC Conduit medium grade | 11 | M
107 | 107 | 65 mm PVC Conduit medium grade | 11 | M
108 | 108 | polymide conduit pipe PG-11 | 11 | M
109 | 109 | polymide conduit pipe PG-21 | 11 | M
110 | 110 | 20 mm PVC BLACK medium grade | 11 | M
111 | 111 | 50 mm PVC BLACK medium grade | 11 | M
000 | 000 | NA | 11 | N
002 | 002 | 20mm PVC Flexible Conduit | 11 | N
003 | 003 | 25 mm Metal Flexible conduit | 11 | N
004 | 004 | 25 mm PVC Flexible pipe | 11 | N
006 | 006 | 50 mm Metal Flexible conduit | 11 | N
007 | 007 | 50 mm PVC Flexible pipe | 11 | N
000 | 000 | NA | 11 | O
002 | 002 | 20 MM BAND | 11 | O
003 | 003 | 25 MM TEE | 11 | O
006 | 006 | 50 MM TEE | 11 | O
007 | 007 | 50 MM BAND | 11 | O
008 | 008 | 25 MM BAND | 11 | O
000 | 000 | NA | 11 | P
001 | 001 | 75X25X 1.6 MM | 11 | P
002 | 002 | 50X50 MM | 11 | P
003 | 003 | 100X50 MM | 11 | P
004 | 004 | 150X50 MM | 11 | P
005 | 005 | 200X50MM | 11 | P
006 | 006 | 300X50MM | 11 | P
007 | 007 | 75x50x1.6 mm | 11 | P
008 | 008 | Cable tray | 11 | P
000 | 000 | NA | 11 | Q
001 | 001 | NA | 11 | Q
002 | 002 | 20 mm medium grade | 11 | Q
003 | 003 | 25 mm medium grade | 11 | Q
004 | 004 | 32 mm medium grade | 11 | Q
005 | 005 | 40 mm medium grade | 11 | Q
006 | 006 | 50 mm medium grade | 11 | Q
000 | 000 | NA | 11 | C
001 | 001 | End Stopper | 11 | C
002 | 002 | CW CTS 2.5 UN GREY | 11 | C
003 | 003 | CW EP 2.5 ENDPLATE | 11 | C
000 | 000 | NA | 11 | D
001 | 001 | 6-12 mm S.C gland | 11 | D
002 | 002 | 16 mm S.C gland | 11 | D
003 | 003 | 19 mm S.C gland | 11 | D
004 | 004 | 22 mm S.C gland | 11 | D
005 | 005 | pG 13.5 - PVC | 11 | D
006 | 006 | PG 7 - PVC | 11 | D
007 | 007 | PG 9 - PVC | 11 | D
008 | 008 | PG-16 PVC | 11 | D
009 | 009 | PG-19 PVC | 11 | D
010 | 010 | PG-21 PVC | 11 | D
011 | 011 | PG-36 PVC | 11 | D
012 | 012 | PG-25 PVC | 11 | D
013 | 013 | PG-29 PVC | 11 | D
014 | 014 | 25 MM S.C METAL | 11 | D
015 | 015 | 32 MM S.C METAL | 11 | D
016 | 016 | 35 MM S.C METAL | 11 | D
017 | 017 | 38 MM S.C METAL | 11 | D
018 | 018 | M20 x 1.5 Plastic gland | 11 | D
019 | 019 | Metal Cable Gland Single comp. 3C*16 Sq.mm Aluminium Armour cable | 11 | D
020 | 020 | Metal Cable Gland Single comp. 3C*70Sq.mm Aluminium Armour cable | 11 | D
021 | 021 | Metal Cable Gland Single comp. 3C*185Sq.mm Aluminium Armour cable | 11 | D
022 | 022 | Metal Cable Gland Single comp. 3C*240Sq.mm Aluminium Armour cable | 11 | D
023 | 023 | Metal Cable Gland Double comp. 3C*70Sq.mm Aluminium Armour cable | 11 | D
024 | 024 | Metal Cable Gland Double comp. 3C*185Sq.mm Aluminium Armour cable | 11 | D
025 | 025 | Metal Cable Gland Double comp. 3C*240Sq.mm Aluminium Armour cable | 11 | D
000 | 000 | NA | 11 | E
001 | 001 | 0.5 SQ. MM FERRULES | 11 | E
002 | 002 | 1.0 SQ. MM FERRULES | 11 | E
003 | 003 | 1.5 SQ. MM FERRULES | 11 | E
000 | 000 | NA | 11 | S
001 | 001 | 5/15A 6 NOS. SOCKET ROUND PIN PDU WITH 2.5 MTR CABLE | 11 | S
002 | 002 | 5A 3 PIN TOP (pack of 2) Three Pin Plug | 11 | S
000 | 000 | NA | 11 | F
001 | 001 | MCB CHANNEL | 11 | F
001 | 001 | SPIRAL 3X8 (9 MM) BLACK | 11 | G
001 | 001 | SOLAR LED LIGHT 18 W | 11 | V
002 | 002 | 9 W LED WITH SOLAR PANEL AND BATTERY | 11 | V
004 | 004 | 5 W Panel Tubelight | 11 | V
001 | 001 | INSULATION TAPE BLACK | 11 | H
002 | 002 | Gasket | 11 | H
001 | 001 | LIMIT SWITCH ROLLER TYPE | 11 | W
001 | 001 | CREDAL 19X19 MM | 11 | T
001 | 001 | Copuler | 11 | X
101 | 101 | EARTHIGN RODE 17.2/3 WITH BFC BAG | 11 | U
201 | 201 | POLYPLAST SMALL PIT COVER | 11 | U
102 | 102 | LIGHTNING ARRESTER KALRE ALR-04 WITH 5 MTR POLE | 11 | U
103 | 103 | LIGHTNING ARRESTER COUNTER | 11 | U
104 | 104 | JUNCTION BOX FOR LIGHTING ARRESTOR | 11 | U
105 | 105 | EARTHING RODE PRIME SERIES 80/3 GI | 11 | U
106 | 106 | BFC CHEMICAL BAG PRIME 25 KG | 11 | U
107 | 107 | EARTHING RODE PRIME SERIES 80/2 GI | 11 | U
108 | 108 | FRP EARTH PIT COVER SMALL | 11 | U
109 | 109 | EARTHING STRIP GI 25X3 MM | 11 | U
110 | 110 | EARTHING ELECTRODE WITH BFC BAG 17.2 PIT COVER SMALL POLYPLAST | 11 | U
111 | 111 | LIGHTNING ARRESTER | 11 | U
112 | 112 | 25 MM Dia and 1 Mtr Length With 5 Spoke and Bowl LIGHTING ARRESTER | 11 | U
113 | 113 | Early Streamer Emission (ESE) Lightning Rod - with all installation accessories-adaptor, Mast, Mast protector, Down Conductor, Strike Counter, Test Link, Earth Terminal, Earth pits. Protection Tube | 11 | U
201 | 201 | Combine Code 25 MM Lightning Arrester and GI Strip | 11 | U
202 | 202 | EARTHING STRIP GI 25X5 MM | 11 | U
203 | 203 | Earthing Plate 600*600*3mm | 11 | U
204 | 204 | Charkol solid | 11 | U
205 | 205 | Rock Salt | 11 | U
101 | 101 | 4 X 4 PVC Juncation Box Terminal | 11 | Z
102 | 102 | 6 X 4 PVC juncation Box | 11 | Z
103 | 103 | stand | 11 | Z
104 | 104 | 125*125*80 JB | 11 | Z
000 |  | TrinitT Juncation Box | 11 | Z
001 | 001 | 1/2 " Flexible | 11 | R
002 | 002 | 3/4 " Flexible | 11 | R
003 | 003 | 1 " Flexible | 11 | R
004 | 004 | 1.5 " Flexible | 11 | R
001 | 001 | Indore cable termination Kit for 6.6 KV , aluminium cable 3C*70Sq. mm | 11
000 | 000 | NA | 12
001 | 001 | RS-485 COM. PORT | 12
002 | 002 | ETHERNET PORT | 12
003 | 003 | RS-485 &RS-232 PORT | 12
004 | 004 | 2X ETHERNET | 12
005 | 005 | ETHERNET AND ONE RS-485 | 12
006 | 006 | RS 485 to RS 232 Convertor | 12
007 | 007 | RS 232 to RS 485 Converter | 12
008 | 008 | USB to RS485 converter | 12
000 | 000 | NONE | 13 | A
001 | 001 | SPD 1 PHASE (P+N) | 13 | A
002 | 002 | SPD 3 PHASE + N | 13 | A
003 | 003 | Over Voltage Protection- OVP for SLC | 13 | A
004 | 004 | 24V DC 8PIN ROUND | 13 | E
005 | 005 | 240V AC 8PIN ROUND | 13 | E
006 | 006 | 24VDC 8 PIN FLAT | 13 | E
007 | 007 | 240V AC 8PIN FLAT | 13 | E
008 | 008 | 240V AC | 13 | E
009 | 009 | 24 V DC 2 CO, 10 A | 13 | E
010 | 010 | overload relay | 13 | E
011 | 011 | single phase protection Relay | 13 | E
012 | 012 | 110 VDC | 13 | E
013 | 013 | 230V | 13 | E
014 | 014 | 240V AC | 13 | E
015 | 015 | 110V AC | 13 | E
016 | 016 | PHASE SEQUENCE | 13 | E
017 | 017 | CURRENT SENSING RELAY | 13 | E
501 | 501 | Panel Door Limit Switch | 13 | E
003 | 003 | 0-60C | 13 | D
101 | 101 | 1 PHASE MULTIFUNCTION METER , CLASS 1 ACCURACY, RS-485 | 13 | G
301 | 301 | 3PHASE 4 WIRE WITH CLASS 1 ACCURACY, RS-485 | 13 | G
302 | 302 | 3PHASE 4 WIRE WITH CLASS 0.5 ACCURACY, RS-485 | 13 | G
303 | 303 | 3PHASE DUAL SOURCE ENERGY METER | 13 | G
009 | 009 | Neodymium Block magnet | 13 | H
010 | 010 | 280*80MM BALL 230VAC | 13 | I
011 | 011 | 4" EXHAUST FAN WITH FILTER | 13 | I
011 | 011 | 12V26 AH SMF BATTERY | 13 | J
012 | 012 | 12V42 AH SMF BATTERY | 13 | J
013 | 013 | 12V 7 AH SMF BATTERY | 13 | J
014 | 014 | 12V-1.3 AH SMF Battery | 13 | J
015 | 015 | 12V-7 AH SMF Battery | 13 | J
016 | 016 | 12V-4.5 AH SMF Battery | 13 | J
014 | 014 | 3.7V 4 AMP CHARGER | 13 | K
015 | 015 | MCB Auto Trip reset device (3 Pole up to 32A) | 13 | K
001 | 001 | 2A SP MCB | 13 | L
002 | 002 | 6A DP PCB | 13 | L
003 | 003 | ACTI 9 C60 06A /2P/ 10000 A | 13 | L
004 | 004 | ACTI 9 C60 10A /2P/ 10000 A | 13 | L
005 | 005 | ACTI 9 C60 16A /2P/ 10000 A | 13 | L
006 | 006 | ACTI 9 C60 20A /2P/ 10000 A | 13 | L
007 | 007 | ACTI 9 C60 63A /3P/ 10000 A | 13 | L
008 | 008 | 63 A 2 POLE DC MCB-6 KA 800 VDC | 13 | L
009 | 009 | ACTI 9 C60 40A/3P/10000 A | 13 | L
009 | 009 | 64 A 4 POLE DC MCB-6 KA 1000 VDC | 13 | L
010 | 010 | 63A 1 POLE DC 6kA 1000V DC MCB IEC standard:60947-2 | 13 | L
011 | 011 | 32 AMP 4 POLE RCBO L&T 30 mA | 13 | L
012 | 012 | 4 Pole MCB 63 A | 13 | L
013 | 013 | 16 AMP MCB-3 POLE | 13 | L
014 | 014 | 10 AMP MCB - 2 POLE | 13 | L
015 | 015 | 32 Amp 3P | 13 | L
016 | 016 | 6 Amp single pole | 13 | L
018 | 018 | 40 AMP MCCB | 13 | L
001 | 001 | 1 No add On | 13 | M
002 | 002 | 2 NO-2NC add on | 13 | M
003 | 003 | 1NC ADD ON | 13 | M
004 | 004 | Cable Duct | 13 | M
001 | 001 | Loctite 3900 (500 ML) | 13
001 | 001 | VFD 3 HP | 13 | O
002 | 002 | VFD 5 HP | 13 | O
003 | 003 | VFD 10 HP | 13 | O
004 | 004 | VFD 12.5 HP | 13 | O
005 | 005 | VFD 15 HP | 13 | O
006 | 006 | VFD 17.5 HP | 13 | O
007 | 007 | VFD 20 /25 HP | 13 | O
008 | 008 | VFD 30 /35 HP | 13 | O
009 | 009 | VFD 3 HP SOLAR | 13 | O
010 | 010 | VFD 5 HP SOLAR | 13 | O
011 | 011 | VFD 7.5 HP SOLAR | 13 | O
012 | 012 | VFD 10 HP SOLAR | 13 | O
013 | 013 | VFD 12.5 HP SOLAR | 13 | O
014 | 014 | VFD 15 HP SOLAR | 13 | O
015 | 015 | VFD 17.5 HP SOLAR | 13 | O
016 | 016 | VFD 20 HP SOLAR | 13 | O
017 | 017 | VFD 25 HP SOLAR | 13 | O
018 | 018 | VFD 30 HP SOLAR | 13 | O
019 | 019 | VFD 2 HP SOLAR | 13 | O
020 | 020 | VFD 40 HP SOLAR | 13 | O
021 | 021 | VFD 36 /40 HP | 13 | O
022 | 022 | VFD 41 /45 HP | 13 | O
023 | 023 | VFD 46/50 HP | 13 | O
024 | 024 | VFD 51/60 HP | 13 | O
025 | 025 | VFD 61/65 HP | 13 | O
026 | 026 | VFD 66/70 HP | 13 | O
027 | 027 | VFD 71/75 HP | 13 | O
028 | 028 | Soft strater 30HP | 13 | O
029 | 029 | Soft strater 50HP | 13 | O
030 | 030 | VFD 7.5 HP 415 VAC | 13 | O
001 | 001 | PUSH BUTTON 2 POSITION SELECTOR SWITCH | 13 | Q
002 | 002 | PUSH BUTTON WITH NO/NC Contcat | 13 | Q
001 | 001 | LRS 200-24 VDC | 13 | B
002 | 002 | 100-240V input, 24VDC output LABL2REM24100K | 13 | B
003 | 003 | SMPS Output 27.6Vdc at 2.4A +27.6Vdc at 1.25A; with battery charger output PSC-100B-C | 13 | B
004 | 004 | Din Rail Switching Mode Power Supply Input 230VAC OUTPUT : 24V 2.1 A | 13 | B
005 | 005 | Power Supply,AC-DC,24V,2.2A 100-264V In,Enclosed,Commercial,52.8W,LRS Series | 13 | B
006 | 006 | 100-240v input, 12 vOUTPUT 2.1 AMP | 13 | B
000 |  | SMPS 24 VDC LRS50-24 | 13 | B
007 | 007 | LRS 75-24 | 13 | B
008 | 008 | single phase power supply, 100...240V input, 24V DC output, 252W, 10,5A | 13 | B
000 |  | SMPS 12 VDC LRS-50-12 | 13 | B
001 | 001 | RTD PT 100 | 13 | S
002 | 002 | Photocell sensor BT31P1 | 13 | S
001 | 001 | 22mm Green LED | 13 | T
002 | 002 | 22mm RED LED | 13 | T
003 | 003 | 22mm BLUE LED | 13 | T
004 | 004 | 22mm YELLOW LED | 13 | T
005 | 005 | RYB Indication | 13 | T
001 | 001 | ABB AX80-30-11-3P 220VAC Contactor | 13 | U
002 | 002 | ABB AX50-30-11-3P 220VAC Contactor | 13 | U
003 | 003 | AC-3 - <= 440 V 25A - 220 V AC coil | 13 | U
004 | 004 | 25A, 4 P Contactor MCX 02+ADD ON CONTACT L&T | 13 | U
005 | 005 | Contactor MNX 32 3POLE | 13 | U
006 | 006 | Contactor MNX 36 3POLE | 13 | U
007 | 007 | Contactor MNX 50 3POLE | 13 | U
008 | 008 | Contactor MNX 80 3POLE | 13 | U
009 | 009 | Contactor MNX 95 3POLE | 13 | U
010 | 010 | Contactor MNX 110 3POLE | 13 | U
011 | 011 | Contactor MNX 140 3POLE | 13 | U
012 | 012 | Contactor MNX 185 3POLE | 13 | U
013 | 013 | Contactor MNX 225 3POLE | 13 | U
014 | 014 | Contactor 9 Amp 3 pole | 13 | U
015 | 015 | Contactor 40 Amp 3 pole SCH | 13 | U
016 | 016 | Contactor 50 Amp 3 pole SCH | 13 | U
017 | 017 | Contactor 3tf30 3 pole Siemens | 13 | U
018 | 018 | 10 Amp Auxiliary Contactor | 13 | U
001 | 001 | 4 - 20 mA input and 485 Output | 13 | V
002 | 002 | RTD & 4 - 20 mA input and 485 Output | 13 | V
001 | 001 | 2 Pole 2 Way Selector Swith with OFF | 13 | X
002 | 002 | 2 Pole 3 Way Selector Swith W/O OFF | 13 | X
003 | 003 | 40 AMP AC/DC Change Over Switch | 13 | X
004 | 004 | 100 AMP CHANGE OVER SWITCH | 13 | X
001 | 001 | 80/5 | 13 | Z
002 | 002 | 100/5 | 13 | Z
003 | 003 | 200/5 | 13 | Z
004 | 004 | 60/5 | 13 | Z
001 | 001 | Relay Base Flat 8Pin | 13 | AA
002 | 002 | Relay base Round 8PIN | 13 | AA
001 | 1 | ALVD2 3Phase | 13 | AC
011 | 011 | Soft starter 7.5 HP | 13
012 | 012 | Soft starter 10 HP | 13
013 | 013 | Soft starter 12.5 HP | 13
014 | 014 | Soft starter 15 HP | 13
015 | 015 | Soft starter 17.5 HP | 13
016 | 016 | Soft starter 20 HP | 13
017 | 017 | Soft starter 25 HP | 13
018 | 018 | Soft starter 30 HP | 13
019 | 019 | Soft starter 40 HP | 13
020 | 020 | Soft starter 50 HP | 13
021 | 021 | Soft starter 60 HP | 13
001 | 001 | 125 Amp 3pole | 13 | Y
002 | 002 | 160 Amp 3pole | 13 | Y
003 | 003 | 200 Amp 3pole | 13 | Y
004 | 004 | 250 Amp 3pole | 13 | Y
005 | 005 | 300 Amp 3pole | 13 | Y
006 | 006 | 350 Amp 3Pole | 13 | Y
007 | 007 | 400 Amp 3pole | 13 | Y
008 | 8 | 320 AMP 3 POLE | 13 | Y
009 | 009 | 50 AMP 3 POLE 36 kA | 13 | Y
001 | 001 | 3TF30 | 13 | AD
002 | 002 | 3TF40 | 13 | AD
003 | 003 | 3TF46 | 13 | AD
004 | 004 | 3TF48 | 13 | AD
005 | 005 | 3TF50 | 13 | AD
006 | 006 | Contactor Coil MNX 80 | 13 | AD
007 | 007 | Contactor Coil MNX 140 | 13 | AD
008 | 008 | Contactor Coil MNX 185 | 13 | AD
009 | 009 | 3TF52 | 13 | AD
010 | 010 | 3TF54 | 13 | AD
001 | 001 | Contactor Kit MNX 50 | 13 | AE
002 | 002 | Contactor Kit MNX 80 | 13 | AE
003 | 003 | Contactor Kit MNX 110 | 13 | AE
004 | 004 | Contactor Kit MNX 9 | 13 | AE
001 | 001 | Contactor 10 KVAR | 13 | AF
001 | 001 | 3Phase Analog | 13 | AG
002 | 002 | 3 Phase Digital | 13 | AG
001 | 001 | 3Phase Analog | 13 | AH
002 | 002 | 3 Phase Digital | 13 | AH
001 | 001 | Analog | 13 | AI
002 | 002 | Digital | 13 | AI
001 | 001 | Capacitor 7.5KVAR | 13 | AJ
002 | 002 | Capacitor 10 KVAR | 13 | AJ
003 | 003 | Capacitor 15 KvAR | 13 | AJ
004 | 004 | Capacitor 25 KvAR | 13 | AJ
001 | 001 | 32 amP | 13 | AK
002 | 002 | 63 AMP | 13 | AK
003 | 003 | 80 AMP | 13 | AK
004 | 004 | 100 AMP | 13 | AK
005 | 005 | 125 AMP | 13 | AK
006 | 006 | 150 AMP | 13 | AK
007 | 007 | 175 AMP | 13 | AK
008 | 008 | 200 AMP | 13 | AK
100 | 100 | FIBER TRANSVICER | 14 | A
011 | 011 | PIG TAIL: SC SM 1 METER | 14 | A
021 | 021 | PATCH CORD: LC SC SM DUPLEX 3 METER | 14 | A
031 | 031 | LIU: 12 PORT RACK MOUNT SC SM | 14 | A
041 | 041 | OUTDOOR JOINTER | 14 | A
001 | 001 | 1 METER STANDARD CAT 6 LAN CABLE (PATCH CORD) | 14 | B
002 | 002 | 2 METER STANDARD CAT 6 LAN CABLE (PATCH CORD) | 14 | B
005 | 005 | 5 METER STANDARD CAT 6 LAN CABLE (PATCH CORD) | 14 | B
101 | 101 | INDUSTRIAL 24 PORT 10/100/1000 MBPS | 14 | B
102 | 102 | 8 PORT WEB SMART SWITCH | 14 | B
103 | 103 | 5 PORT LAN SWITCH | 14 | B
104 | 104 | 12 PORT LAN SWITCH | 14 | B
004 | 004 | CAT 6 CABLE 305 MTR | 14 | B
004 | 004 | RJ 45 CONNECTOR | 14 | B
005 | 005 | Cable tester (RJ 45 Connector) | 14 | B
041 | 041 | wall mount 600W*12U*500D | 14 | D
042 | 042 | TPLINK 8 PORT 10/100 LAN SWITCH | 14 | D
043 | 043 | External Type | 14 | D
044 | 044 | Xexagon 2 PORT 10/100/1000M Industrial SWITCH | 14 | D
001 | 001 | 6 SOCKET | 14 | E
001 | 001 | CORE I3 WITH ITB HARD DISK 128 GB HARDDISK WIN 10 8GB RAM DVD R/W | 14 | K
002 | 002 | CORE I5 WITH ITB HARD DISK 128 GB HARDDISK WIN 10 8GB RAM DVD R/W | 14 | K
003 | 003 | INTEL CORE I3 12TH GEN 4GB DDR RAM,1TB HDD ,18.5 LED SCREEN,KBD,MOUSE | 14 | K
004 | 004 | CORE I5 WITH ITB HARD DISK 512 GB SSD WIN 12 8GB RAM | 14 | K
005 | 005 | Core i7 12700/8GB/1 TB | 14 | K
006 | 006 | LENOVO THINKCENTER | 14 | K
007 | 007 | HP2367IL i3/4GB/1TB/20"/WIN11 | 14 | K
009 | 009 | HP PRO TWR 280G9 MT CORE I3 12100 | 14 | K
010 | 010 | HP 280 G6 DESKTOP | 14 | K
011 | 011 | DELL PRECISION 3650 | 14 | K
012 | 012 | Core i7 10th gen Desktop/Laptop with 8 GB RAM and 1TB SSD with latest configurations | 14 | K
013 | 013 | Windows 10/12/16 or latest; 64 bit ; Intel Core i7 processor, 8GB RAM, 500GB SATA Hard Drive, 10/100 Ethernet card, DVD RW Drive | 14 | K
014 | 014 | 65 INCH Or Above 4K LFD Professional Display including 350 Nit Brightness, Min 2XHDMI, 1-DVI/VGA, 1x RJ45 | 14 | K
015 | 015 | i3 processor with 512 GB SSD, 8 GB RAM with HDMI and VGA port and 19-inch monitor, Windows 10, KBD Mouse | 14 | K
016 | 016 | Industrial touch panel (IPC) screen size : 15 "touch screen with 1.6 GHZ CPU, 2 GB DDR3 RAM, 500 GB , 9~36 VDC with adaptor, windows 10 OS, and WiFi and Lan port | 14 | K
017 | 017 | i3 8th generation processor(4GB/1TB/DVD writer,17" Monitor, mouse and key board, | 14 | K
018 | 018 | i5, 13th Gen, 8GB RAM, 21" Display, mouse and key board | 14 | K
001 | 001 | industrial 4 port 10/100/1000T , 2 port SFP managed switch | 14 | C
002 | 002 | RS485 to ethernet convertor | 14 | C
003 | 003 | RS 485 to 232 Convertor | 14 | C
001 | 001 | PRINTER HP DJ 2332 | 14 | P
002 | 002 | BROTHER PRINTER CARTRIDGE | 14 | P
003 | 003 | BROTHER PRINTER DCP-B7535 DW | 14 | P
004 | 004 | LaserJet Printer A4 Size | 14 | P
005 | 005 | HP178NW COLOR LS | 14 | P
006 | 006 | CANON IRC3223 | 14 | P
007 | 007 | BROTHER PRINTER DCP-L3551CDW | 14 | P
009 | 009 | HP Laser Printer 1018 | 14 | P
010 | 010 | HP B & W PRINTER | 14 | P
011 | 011 | HP Office Jet Pro 7740 CARTRIDGE | 14 | P
012 | 012 | Laser jet | 14 | P
013 | 013 | Hp ink tank printer COLOUR | 14 | P
014 | 014 | HP LASERJET PRINTER CARTRIDGE | 14 | P
015 | 015 | Hp Laserjet 1188 Printer All in One | 14 | P
101 | 101 | Brother DCP-L3560CDW | 14 | P
001 | 001 | Wireless Router | 14 | R
002 | 002 | FIREWALL ROUTER XG87 | 14 | R
003 | 003 | FIREWALL ROUTER XG87 WITH STREAM PORTECTION -12 MOS | 14 | R
004 | 004 | FIREWALL ROUTER XG107 | 14 | R
005 | 005 | FIREWALL ROUTER XG107 WITH STREAM PORTECTION -12 MOS | 14 | R
006 | 006 | D LINK 4G ROUTER DWR-921 | 14 | R
007 | 007 | MEDIAPLAYER ROUTER FOR VIDEO WALL | 14 | R
008 | 008 | FIREWALL ROUTER K7 | 14 | R
001 | 001 | KEYBOARD | 14 | M
002 | 002 | WIRELESS KEYBOARD | 14 | M
003 | 003 | MOUSE | 14 | M
004 | 004 | WIRELESS MOUSE | 14 | M
005 | 005 | CABINET FINGER | 14 | M
006 | 006 | INTEL CORE I5 1OTH GEN PROCESSOR | 14 | M
008 | 008 | 16GB DDR4 RAM | 14 | M
009 | 009 | WD 500GB SSD | 14 | M
010 | 010 | GRAPHIC CARD | 14 | M
011 | 011 | MINI DISPLAY CONVERTER | 14 | M
012 | 012 | HDMI CABLE 10 MTR | 14 | M
013 | 013 | POWER CORD | 14 | M
014 | 014 | SMPS | 14 | M
015 | 015 | WIFI DEVICE | 14 | M
001 | 001 | 21.5 " | 14 | Y
002 | 002 | 18.5 " | 14 | Y
003 | 003 | 32" | 14 | Y
004 | 004 | 19" | 14 | Y
005 | 005 | 27" | 14 | Y
006 | 006 | 43" | 14 | Y
007 | 007 | 24" | 14 | Y
008 | 008 | 55 " | 14 | Y
009 | 009 | 65 " | 14 | Y
010 | 010 | 75" | 14 | Y
011 | 011 | 80" | 14 | Y
001 | 001 | IP- 2 MP DOM CAMERA -4 MM | 14 | Z
002 | 002 | IP- 2 MP BULLET CAMERA -4 MM | 14 | Z
004 | 004 | OUTDOOR JB FOR CAMERA | 14 | Z
005 | 005 | IP BULLET CAMERA COVER | 14 | Z
101 | 101 | NVR 4 CH-DS-7P04NI-Q1 | 14 | Z
102 | 102 | NVR -8 CH -ZF08NI-Q1 | 14 | Z
103 | 103 | NVR -32 CH -DS-7732NI-K4 | 14 | Z
202 | 202 | HARD DISK 2 TB WD PURPLE | 14 | Z
203 | 203 | indor/outdor Camera with 1/2.8" CMOS sensor, 5MP (2592 x 1944) min individually | 14 | Z
301 | 301 | POE SWITCH - 4 PORT | 14 | Z
302 | 302 | POE SWTICH - 8 PORT | 14 | Z
303 | 303 | POE SWITCH - 16 PORT | 14 | Z
304 | 304 | POE SWITCH - 24 PORT | 14 | Z
401 | 401 | RACK - 4U TOPRACKS | 14 | Z
402 | 402 | RACK - 6U - NVR RACK | 14 | Z
403 | 403 | RACK - 12U - NVR RACK | 14 | Z
404 | 404 | RACK - 3U TOPRACKS | 14 | Z
501 | 501 | PTZ CAMERA | 14 | Z
502 | 502 | PTZ CAMERA BRACKET | 14 | Z
503 | 503 | 2 MP Camera | 14 | Z
504 | 504 | DVR | 14 | Z
601 | 601 | NVR HARD disk 1 TB | 14 | Z
701 | 701 | 4 Ch 5 V DC power supply | 14 | Z
702 | 702 | Camera Box 4x4 | 14 | Z
703 | 703 | Video Ballon Pin | 14 | Z
704 | 704 | BNC Pin | 14 | Z
705 | 705 | DC PIN | 14 | Z
001 | 001 | SSD 256 gb | 14 | X
002 | 002 | MICRO SD CARD 32 gb | 14 | X
003 | 003 | 8 GB DDR4 SERVER RAM | 14 | X
004 | 4 | HDD 1TB | 14 | X
005 | 5 | HDD 8TB | 14 | X
001 | 001 | USB TO SERIAL CONVERTOR | 14
001 | 001 | DELL LATITUDE 3520 | 14 | F
002 | 002 | 15" display laptop, CPU I3 Processor with 8 GB RAM AND 1 TB HDD | 14 | F
001 | 001 | DELL POWEREDGE R240 XENON E224 | 14 | H
002 | 002 | DELL POWEREDGE R250 Intel Xeon E-2314 2.8GHz, 8M Cache, 4C/4T, Turbo (65W), 3200 MT/s 1 x 16GB UDIMM | 14 | H
003 | 003 | SERVER tower type, Intel xeol processor , 16GB RAM, 1 TB hard desk | 14 | H
004 | 004 | INTEL XEON Processor / Latest,DDR4 DIMMs at up to 2400 MT/s 12 DIMM: 128 GB, 4*1.2TB Raid , rack mounting | 14 | H
005 | 005 | Tower Server with 8 GB RAM AND 1 TB HDD | 14 | H
006 | 006 | HPE DL380 Gen10 2U RACK 24u 600*1000 with accessories included 4 fan 1 5skt 5/15 amp pdu MCB 1 full tray 1 cable manager | 14 | H
007 | 007 | Dell-Poweredge-Xenon E5-2440 or higher - 1600MT/s RDIMMS or higher 8 GB RDIMM, RAID 5 software or hardware controller compatible 5-1TB 7.2 K RPM near line SAS 6 bps 2.5 in Hot plu hard drive or higher compatible with 23 " TFT monitor | 14 | H
001 | 001 | LAPTOP BATTERY | 14 | N
000 | 000 | MATERIAL TO OFFICE | 15
001 | 001 | MATERIAL FROM OFFICE TO SITE/STORE | 15
002 | 002 | AT SITE WORK | 15
003 | 003 | WOODEN BOX PACKING | 15
004 | 004 | AT REMOTE SITE | 15
005 | 005 | MATERIAL FROM VENDOR TO SITE | 15
006 | 006 | PACKAGING AND FORWARDING | 15
007 | 007 | RO WATER MACHINE | 15
008 | 008 | PRINTER | 15
009 | 009 | REPOWDER COATING OF ENCLOSURE | 15
001 | 001 | Pressure Transmitter | 15
101 | 101 | Hydrostatic Level Transmiter | 15
201 | 201 | Flow Meter 100 mm | 15
202 | 202 | Flow meter 150 mm | 15
203 | 203 | RADAR LEVEL TRANSMITTER | 15
204 | 204 | VERNIER CALIPER (0 TO 300 MM (0.02 MM)) | 15
205 | 205 | MEASURING STEEL TAPE (0 TO 10.000 MM) MT-01 | 15
206 | 206 | DIGITAL mV/mA CALIBRATOR (LOOP cALIBRATOR) (0 TO 24V/0 TO 22 Ma DC) | 15
207 | 207 | PRESSURE TRANSMITTER (0TO53 BAR(0.001 BAR)),N1N10410134441 | 15
208 | 208 | PIPETTES GRADUATED (0 TO 10 ML/0.1 ML) ,PIPETTE_10 ML-02 | 15
209 | 209 | PIPETTES GRADUATED (0 TO 10 ML/0.1 ML) ,PIPETTE_10 ML-01 | 15
210 | 210 | CONICAL FLASK (1000 ml (200-1000 ml IN STEP 200 ml) FLASK_1000 ml | 15
211 | 211 | CONICAL FLASK (250 ml (100-250 ml IN STEP 50 ml) FLASK_250 ml | 15
212 | 212 | CONICAL FLASK (500 ml (200-500 ml IN STEP 100 ml) FLASK_500 ml | 15
213 | 213 | ULTRASONIC LEVEL TRANSMITTER(4-20 mA),PBD/E6170230 | 15
214 | 214 | MEASURING STEEL TAPE (0 TO 30.000 MM)MT-02 | 15
215 | 215 | Multimeter | 15
216 | 216 | Ph SENSOR TRANSMITTER | 15
001 | 001 | ROOMS TARIFF | 15 | H
001 | 001 | Welding | 15 | C
100 | 100 | NA | 16 | A
101 | 101 | CU/CUSO4 | 16 | A
100 | 100 | NA | 16 | B
101 | 101 | Coupan | 16 | B
001 | 001 | 12 MM | 17 | F
002 | 002 | 15 MM | 17 | F
003 | 003 | 19 MM | 17 | F
004 | 004 | 25 MM | 17 | F
005 | 005 | 32 MM | 17 | F
006 | 006 | 40 MM | 17 | F
007 | 007 | 50 MM | 17 | F
101 | 101 | 12 MM CI | 17 | F
102 | 102 | 15 MM CI | 17 | F
103 | 103 | 19 MM CI | 17 | F
104 | 104 | 25 MM CI | 17 | F
105 | 105 | 32 MM CI | 17 | F
106 | 106 | 40 MM CI | 17 | F
107 | 107 | 50 MM CI | 17 | F
108 | 108 | 80 MM CI | 17 | F
109 | 109 | 100 MM CI | 17 | F
110 | 110 | 125 MM CI | 17 | F
111 | 111 | 150 MM CI | 17 | F
112 | 112 | 200 MM CI | 17 | F
113 | 113 | 250 MM CI | 17 | F
114 | 114 | 300 MM CI | 17 | F
001 | 001 | 50 MM | 17 | G
002 | 002 | 80 MM | 17 | G
003 | 003 | 100 MM | 17 | G
004 | 004 | 125 MM | 17 | G
005 | 005 | 150 MM | 17 | G
006 | 006 | 200 MM | 17 | G
007 | 007 | 250 MM | 17 | G
008 | 008 | 300 MM | 17 | G
009 | 009 | 350 MM | 17 | G
010 | 010 | 400 MM | 17 | G
000 |  | 40 MM | 17 | G
001 | 001 | 50 MM | 17 | J
002 | 002 | 80 MM | 17 | J
003 | 003 | 100 MM | 17 | J
004 | 004 | 125 MM | 17 | J
005 | 005 | 150 MM | 17 | J
006 | 006 | 200 MM | 17 | J
007 | 007 | 250 MM | 17 | J
008 | 008 | 300 MM | 17 | J
009 | 009 | 350 MM | 17 | J
010 | 010 | 65 MM | 17 | J
001 | 001 | EXTENDED SHAFT MS POWDER COATED 500 MM LONG FOR BFV 80 MM | 17 | K
002 | 002 | EXTENDED SHAFT MS POWDER COATED 1000 MM LONG FOR BFV 100 MM | 17 | K
003 | 003 | EXTENDED SHAFT MS POWDER COATED 500 MM LONG FOR BFV 150 MM | 17 | K
004 | 004 | EXTENDED SHAFT WITH MS POWDER COATED PIPE AND COUPLER 500 MM LONG FOR BFV 100 MM | 17 | K
005 | 005 | ELECTRICAL ACTUATOR HANDWHEEL SHAFT EXTENSION | 17 | K
006 | 006 | EXTENDED SHAFT & COUPLER MS POWDER COATED 500 MM LONG FOR SUIT 50MM BALL VALVE | 17 | K
007 | 007 | EXTENDED SHAFT MS POWDER COATED 1500 MM LONG FOR BFV 100 MM | 17 | K
008 | 008 | BRACKET FOR THREE PHASE ACTUTATOR WITH DIRECT MOUNT | 17 | K
009 | 009 | BRACKET FOR THREE PHASE ACTUTATOR WITH EXTENDED SHAFT MOUNT | 17 | K
010 | 010 | Cam shaft | 17 | K
401 | 401 | 50 MM | 17 | C
402 | 402 | 80 MM | 17 | C
403 | 403 | 100 MM | 17 | C
501 | 501 | Marsh Multiturn ACT motor QT-5, | 17
502 | 502 | Marsh Multiturn ACT motor QT-10, | 17
503 | 503 | Marsh Multiturn ACT motor QT-20 | 17
001 | 001 | 40 MM | 17 | B
002 | 002 | 80 MM | 17 | B
003 | 003 | 100 MM | 17 | B
004 | 004 | 125 MM | 17 | B
005 | 005 | 150 MM | 17 | B
006 | 006 | 200 MM | 17 | B
007 | 007 | 250 MM | 17 | B
008 | 008 | 300 MM | 17 | B
009 | 009 | 350 MM | 17 | B
010 | 010 | 400 MM | 17 | B
011 | 011 | 500mm | 17 | B
012 | 012 | 600mm | 17 | B
013 | 013 | 800mm | 17 | B
014 | 014 | 900mm | 17 | B
015 | 015 | 1200mm | 17 | B
001 | 001 | 40 MM | 17
002 | 002 | 50 MM | 17
003 | 003 | 80 MM | 17
004 | 004 | 100 MM | 17
005 | 005 | 125 MM | 17
006 | 006 | 150 MM | 17
007 | 007 | 200 MM | 17
008 | 008 | 250 MM | 17
009 | 009 | 300 MM | 17
010 | 010 | 350 MM | 17
011 | 011 | 400 MM | 17
012 | 012 | 500mm | 17
013 | 013 | 600mm | 17
014 | 014 | 800mm | 17
015 | 015 | 900mm | 17
001 | 001 | RTU 1000 | 18 | A
002 | 002 | RTU 6000-16 | 18 | A
003 | 003 | RTU 6000-32 | 18 | A
004 | 004 | RTU 3000 | 18 | A
005 | 005 | RTU 9000 | 18 | A
006 | 006 | RTU 6000-16 REDUNDANT | 18 | A
007 | 007 | RTU6000 PLUS+ | 18 | A
008 | 008 | WIMAN RTU PANEL | 18 | A
009 | 009 | MY IR | 18 | A
000 | 000 | NA | 18 | B
001 | 001 | RTU + 1 SCADA | 18 | B
002 | 002 | RTU + 2 SCADA | 18 | B
003 | 003 | RTU + 3 SCADA | 18 | B
004 | 004 | RTU + 4 SCADA | 18 | B
005 | 005 | RTU + 5 SCADA | 18 | B
006 | 006 | RTU + 6 SCADA | 18 | B
007 | 007 | RTU + 7 SCADA | 18 | B
008 | 008 | RTU + 8 SCADA | 18 | B
009 | 009 | RTU + 9 SCADA | 18 | B
010 | 010 | RTU + 10 SCADA | 18 | B
011 | 011 | RTU + SCADA+ PDB | 18 | B
014 | 014 | RTU + 14 SCADA | 18 | B
015 | 015 | RTU+ 15 SCADA | 18 | B
016 | 016 | PLC panel for Intake well- 4203 | 18 | B
017 | 017 | PLC panel for CWPH- 4203 | 18 | B
018 | 018 | PLC panel for Filter House-1 - 4203 | 18 | B
019 | 019 | PLC panel for Filter House-2 - 4203 | 18 | B
020 | 020 | PLC Panel for Filter House-3 - 4203 | 18 | B
021 | 021 | PLC panel for Filter House-4 - 4203 | 18 | B
022 | 022 | PLC Panel for chemical house - 4203 | 18 | B
023 | 023 | PLC Panel for chlorination- 4203 | 18 | B
024 | 024 | PLC Panel for DG set - 4203 | 18 | B
000 | 000 | NA | 18 | C
001 | 001 | RTU + 1 SCADA + 1 ACT | 18 | C
002 | 002 | RTU + 2 SCADA + 2 ACT | 18 | C
003 | 003 | RTU + 3 SCADA + 3 ACT | 18 | C
004 | 004 | RTU + 4 SCADA + 4 ACT | 18 | C
005 | 005 | RTU + 1 SCADA + 2 ACT | 18 | C
006 | 006 | RTU + 10 SCADA + 10 ACT | 18 | C
007 | 007 | RTU + 5 SCADA + 5 ACT | 18 | C
008 | 008 | RTU + 6 SCADA + 6 ACT | 18 | C
009 | 009 | RTU + 8 SCADA + 8 ACT | 18 | C
010 | 010 | RTU + 1 SCADA + 2 ACT | 18 | C
011 | 011 | RTU + 3 SCADA + 4 ACT | 18 | C
012 | 012 | RTU +3 SCADA + 3 - Three phase act + 3 - Single phase act | 18 | C
013 | 013 | RTU +7scada + 1 act | 18 | C
014 | 014 | RTU+4 scada + 10 act | 18 | C
015 | 015 | RTU+4 scada + 15 act | 18 | C
016 | 016 | RTU+4 SCADA+5 ACT | 18 | C
000 | 000 | NA | 18 | D
001 | 001 | RTU + 1 ACT | 18 | D
002 | 002 | RTU + 2 ACT | 18 | D
003 | 003 | RTU + 3 ACT | 18 | D
004 | 004 | RTU + 4 ACT | 18 | D
005 | 005 | RTU + 5 ACT | 18 | D
006 | 006 | RTU + 6 ACT | 18 | D
007 | 007 | RTU + 7 ACT | 18 | D
008 | 008 | RTU + 8 ACT | 18 | D
009 | 009 | RTU + 9 ACT | 18 | D
010 | 010 | RTU + 10 ACT | 18 | D
000 | 000 | NA | 18 | E
001 | 001 | STP PANEL | 18 | E
002 | 002 | FILTER BED PANEL | 18 | E
000 | 000 | NA | 18 | F
001 | 001 | 5 HP X 1 NOS | 18 | F
002 | 002 | 5 HP X 2 NOS | 18 | F
003 | 003 | 7.5 HP X 1 NOS | 18 | F
004 | 004 | 7.5 HP X 2 NOS | 18 | F
005 | 005 | 10 HP X 1 NOS | 18 | F
006 | 006 | 10 HP X 2 NOS | 18 | F
007 | 007 | 12.5 HP X 1 NOS | 18 | F
008 | 008 | 12.5 HP X 2 NOS | 18 | F
009 | 009 | 15 HP X 1 NOS | 18 | F
010 | 010 | 15 HP X 2 NOS | 18 | F
011 | 011 | 17.5 HP X 1 NOS | 18 | F
012 | 012 | 17.5 HP X 2 NOS | 18 | F
013 | 013 | 20 HP X 1 NOS | 18 | F
014 | 014 | 20 HP X 2 NOS | 18 | F
015 | 015 | 22.5 HP X 1 NOS | 18 | F
016 | 016 | 22.5 HP X 2 NOS | 18 | F
017 | 017 | 25 HP X 1 NOS | 18 | F
018 | 018 | 25 HP X 2 NOS | 18 | F
019 | 019 | 30 HP X 1 NOS | 18 | F
020 | 020 | 30 HP X 2 NOS | 18 | F
021 | 021 | 35 HP X 1 NOS | 18 | F
022 | 022 | 35 HP X 2 NOS | 18 | F
023 | 023 | 40 HP X 1 NOS | 18 | F
024 | 024 | 40 HP X 2 NOS | 18 | F
025 | 025 | 50 HP X 1 NOS | 18 | F
026 | 026 | 50 HP X 2 NOS | 18 | F
027 | 027 | 60 HP X 1 NOS | 18 | F
028 | 028 | 60 HP X 2 NOS | 18 | F
028 | 028 | 60 HP X 3 NOS | 18 | F
029 | 029 | 100 HP X 3 NOS | 18 | F
030 | 030 | 10 HP X 4 , 7.5 HP X 4, 5 HP X 2 NOS STAR DELTA STARTER | 18 | F
031 | 031 | 1HPX 2 , 3 HPX 1 ,5 HPX1 NOS DOL STARTER | 18 | F
032 | 032 | 75 hp X 2 NOS | 18 | F
033 | 033 | 80 HP X 2 NOS | 18 | F
034 | 034 | 100 HP X 1 NOS | 18 | F
035 | 035 | 100 HP X 2 NOS | 18 | F
036 | 036 | 120 HP X 1 NOS | 18 | F
037 | 037 | 120 HP X 2 NOS | 18 | F
038 | 038 | 75HP X 3 NOS | 18 | F
039 | 039 | 335 HP X 2 NOS | 18 | F
040 | 040 | 3 HP TW Star Delta Panel + Dosing Pump Controlling (1w+1s) + Solar PDB+Space for 2 Nos 3Phase ACT | 18 | F
041 | 041 | 5 HP TW Star Delta Panel + Dosing Pump Controlling (1w+1s) + Solar PDB+Space for 2 Nos 3Phase ACT | 18 | F
042 | 042 | 15 HP *2 | 18 | F
043 | 043 | 30 HP *2 | 18 | F
044 | 044 | 40HP *3 STAR DELTA | 18 | F
045 | 045 | 40 HP * 1 Soft Starter + 3 Nos Actuator | 18 | F
001 | 001 | panel with backelite plate | 18 | I
000 | 000 | NA | 18 | K
001 | 001 | 20HP | 18 | K
002 | 002 | 30 HP | 18 | K
003 | 003 | 40 HP | 18 | K
004 | 004 | 50 HP | 18 | K
005 | 005 | 60 HP | 18 | K
006 | 006 | 70 HP | 18 | K
007 | 007 | 80HP | 18 | K
008 | 008 | 90 HP | 18 | K
009 | 009 | 100 HP | 18 | K
000 | 000 | NA | 18 | L
001 | 001 | 20HP | 18 | L
002 | 002 | 30HP | 18 | L
003 | 003 | 40HP | 18 | L
004 | 004 | 50HP | 18 | L
005 | 005 | 60HP | 18 | L
006 | 006 | 70HP | 18 | L
007 | 007 | 80HP | 18 | L
008 | 008 | 90HP | 18 | L
009 | 009 | 100 HP | 18 | L
010 | 010 | 100 Amp + 30 HP SS+ 2 NOs ACtuator | 18 | L
011 | 011 | 100 Amp +RTU SCADA | 18 | L
000 | 000 | NA | 18 | M
001 | 001 | 125 AMP | 18 | M
002 | 002 | 150 AMP | 18 | M
003 | 003 | 200AMP | 18 | M
004 | 004 | 250 AMP | 18 | M
000 |  | 400AMP | 18 | M
000 | 000 | NA | 18 | F
001 | 001 | SINGLE PHASE PANEL | 18 | F
002 | 002 | THREE PHASE PANEL | 18 | F
001 | 001 | 200 W x 300 H X 300 D | 18 | O
002 | 002 | 200 W x 200 H X 180 D | 18 | O
003 | 003 | 470 W x 330 H X 270 D | 18 | O
004 | 004 | 350 W x 280 H X 230 D | 18 | O
005 | 005 | 270 W x 240 H X 190 D | 18 | O
006 | 006 | 320W*490H*280D | 18 | O
007 | 007 | 280W*360H*220D | 18 | O
008 | 008 | 280W*350H*260D | 18 | O
009 | 009 | 260W*350H*280D | 18 | O
010 | 010 | 230W*270H*220D | 18 | O
011 | 011 | 230L*280W*270D | 18 | O
012 | 012 | 250L*250W*280D | 18 | O
013 | 013 | 270L*300W*380D | 18 | O
014 | 014 | 250L*230W*280D | 18 | O
015 | 015 | 280L*200W*410D | 18 | O
016 | 016 | 420L*600W*420D | 18 | O
017 | 017 | 270L*370W*310D | 18 | O
018 | 018 | Bullet camera canopy | 18 | O
019 | 019 | 700 X 700 X 700 Solar Inverter & Battery Box | 18 | O
001 | 001 | 10 HP STARTER | 18 | P
002 | 002 | 15 HP STARTER | 18 | P
003 | 003 | 20 HP STARTER | 18 | P
004 | 004 | 25 HP STARTER | 18 | P
005 | 005 | 30 HP STARTER | 18 | P
006 | 006 | 35 HP STARTER | 18 | P
007 | 007 | 40 HP STARTER | 18 | P
008 | 008 | 50 HP STARTER | 18 | P
009 | 009 | 55 HP STARTER | 18 | P
010 | 010 | 60 HP STARTER | 18 | P
011 | 011 | 70 HPSTARTER | 18 | P
012 | 012 | 75 HP STARTER | 18 | P
013 | 013 | 80 HP STARTER | 18 | P
014 | 014 | 90 HP STARTER | 18 | P
015 | 015 | 100 HP STARTER | 18 | P
016 | 016 | 120 HP STARTER | 18 | P
017 | 017 | 125 HP STARTER | 18 | P
018 | 018 | 150 HP STARTER | 18 | P
019 | 019 | 180 HP STARTER | 18 | P
020 | 020 | 5 HP STARTER | 18 | P
021 | 021 | 7.5 HP STARTER | 18 | P
022 | 022 | 17.5 HP STARTER | 18 | P
023 | 023 | 12.5 HP STARTER | 18 | P
024 | 024 | 2 HP STARTER | 18 | P
025 | 025 | 3 HP STARTER | 18 | P
026 | 026 | 335 HP STARTER | 18 | P
027 | 027 | 7.5 HP + 50 HP Combine Starter | 18 | P
028 | 028 | 2 HP STARTER | 18 | P
029 | 029 | 10 HP + 5 HP starter | 18 | P
001 | 001 | 3 HP | 18
002 | 002 | 5 HP | 18
003 | 003 | 10 HP | 18
004 | 004 | 15 HP | 18
005 | 005 | 20 HP | 18
006 | 006 | 25 HP | 18
007 | 007 | 30 HP | 18
008 | 008 | 35 HP | 18
009 | 009 | 40 HP | 18
010 | 010 | 50 HP | 18
011 | 011 | 17.5HP | 18
001 | 001 | 350W*450+25H*300MM | 18 | Q
002 | 002 | UPS+BATTERY BOX WITH STAND | 18 | Q
003 | 003 | 500*500*250 MM | 18 | Q
004 | 004 | 600*600*210 mm | 18 | Q
005 | 005 | 1500(H) With Base | 18 | Q
006 | 006 | 250(W)* 500(H)*120 (D) | 18 | Q
007 | 007 | 550 (W) * 150 (H)*650 (D) | 18 | Q
001 | 001 | 75X 75 X 50 MM | 18 | S
002 | 002 | 100 X 100 X 50 MM | 18 | S
006 | 006 | 255 X 200 X 80 MM | 18 | S
001 | 001 | 40HP | 18 | T
002 | 002 | 50HP | 18 | T
001 | 001 | 3 TO 5 HP STARTER + ACT CONTROL | 18 | U
002 | 002 | 7.5 HP STARTER + ACT CONTROL | 18 | U
003 | 003 | 10 HP STARTER + ACT CONTROL | 18 | U
004 | 004 | 12.5 HP STARTER + ACT CONTROL | 18 | U
005 | 005 | 15 HP STARTER + ACT CONTROL | 18 | U
006 | 006 | 17.5 HP STARTER + ACT CONTROL | 18 | U
007 | 007 | 20 HP STARTER + ACT CONTROL | 18 | U
008 | 008 | 25 HP STARTER + ACT CONTROL | 18 | U
009 | 009 | 30 HP STARTER + ACT CONTROL | 18 | U
010 | 010 | 35 HP STARTER + ACT CONTROL | 18 | U
011 | 011 | 40 HP STARTER + ACT CONTROL | 18 | U
012 | 012 | 7.5 HP TW VFD + Dosing Pump Controlling (1w+1s) + Solar PDB+Space for 2 Nos 3Phase ACT | 18 | U
013 | 013 | 10 HP TW VFD+ Dosing Pump Controlling (1w+1s) + Solar PDB+Space for 2 Nos 3Phase ACT | 18 | U
014 | 014 | 12.5 HP TW VFD+ Dosing Pump Controlling (1w+1s) + Solar PDB+Space for 2 Nos 3Phase ACT | 18 | U
015 | 015 | 15 HP Solar Based Tubewell without VFD - Automation Panel with PDB AND Dosing Pump Controlling (1w+1s) | 18 | U
016 | 016 | 15 HP Solar Based Tubewell without VFD - Automation Panel with PDB AND Dosing Pump Controlling (1w+1s) | 18 | U
017 | 017 | 17.5 HP Solar Based Tubewell without VFD - Automation Panel with PDB AND Dosing Pump Controlling (1w+1s) | 18 | U
018 | 018 | 20 HP Solar Based Tubewell without VFD - Automation Panel with PDB AND Dosing Pump Controlling (1w+1s) | 18 | U
018 | 018 | 30 HP Solar Based Tubewell without VFD - Automation Panel with PDB AND Dosing Pump Controlling (1w+1s) | 18 | U
019 | 019 | SOLAR BASED TUBEWELL Automation Panel W/O TW VFD With Actuator VFD -Automation Panel with PDB AND Dosing Pump Controlling (1w+1s) | 18 | U
001 | 001 | iCL + iTU - SENSOR PANEL | 18 | V
002 | 002 | RTU 1000 | 18 | V
001 | 001 | WITH ISOLATION TRANS. | 18 | W
002 | 002 | WITHOUT ISOLATION TRANS | 18 | W
003 | 003 | 20 ACT PANEL | 18 | W
004 | 004 | 3-PH ,2 ACT CONTROL PANEL | 18 | W
001 | 1 | 100Amp | 18 | X
002 | 002 | 125 Amp | 18 | X
001 | 001 | 1 HP | 18 | Z
004 | 004 | COMBINE PANEL(1 HP TO 25HP) | 18 | Z
001 | 001 | 100Amp | 18 | N
002 | 002 | 125amp | 18 | N
003 | 003 | 150amp | 18 | N
004 | 004 | 200amp | 18 | N
005 | 005 | 250 amp | 18 | N
006 | 006 | 300 amp | 18 | N
007 | 007 | 315 amp | 18 | N
001 | 001 | 7.5 HP Softstarter panel with 2 nos Singale phase butterfly actuactor and 1 nos dosing pump | 18
002 | 002 | 10 HP Softstarter panel with 2 nos Singale phase butterfly actuactor and 1 nos dosing pump | 18
003 | 003 | 12.5 HP Softstarter panel with 2 nos Singale phase butterfly actuactor and 1 nos dosing pump | 18
004 | 004 | 15 HP Softstarter panel with 2 nos Singale phase butterfly actuactor and 1 nos dosing pump | 18
005 | 005 | 20 HP Softstarter panel with 2 nos Singale phase butterfly actuactor and 1 nos dosing pump | 18
006 | 006 | 30 HP Softstarter panel with 2 nos Singale phase butterfly actuactor and 1 nos dosing pump | 18
007 | 007 | 40 HP Softstarter panel with 2 nos Singale phase butterfly actuactor and 1 nos dosing pump | 18
008 | 008 | 50 HP Softstarter panel with 2 nos Singale phase butterfly actuactor and 1 nos dosing pump | 18
009 | 009 | LT PANEL 55 KW SOFTSTARTER WITH CAPACITOR BANK | 18
010 | 010 | LT PANEL 315 KW SOFTSTARTER WITH CAPACITOR BANK | 18
011 | 011 | LT PANEL 355 KW SOFTSTARTER WITH CAPACITOR BANK | 18
012 | 012 | HT PANEL 6.6KW WITH VT MOTOR SOFTSTARTER | 18
013 | 013 | 30 HP Softstarter panel with 2 nos three phase actuactor and 1 nos dosing pump | 18
001 | 001 | 100Amp | 18 | AA
002 | 002 | 125 Amp | 18 | AA
003 | 003 | 160AMp | 18 | AA
004 | 004 | 200Amp | 18 | AA
005 | 005 | 250AMp | 18 | AA
006 | 006 | 320Amp | 18 | AA
007 | 007 | 400Amp | 18 | AA
001 | 001 | 100Amp | 18 | AD
002 | 002 | 125 Amp | 18 | AD
003 | 003 | 160AMp | 18 | AD
004 | 004 | 200Amp | 18 | AD
005 | 005 | 250AMp | 18 | AD
000 | 000 | NA | 19 | A
001 | 001 | 2" (61mm OD) | 19 | A
002 | 002 | 1" (33mm OD) | 19 | A
003 | 003 | 3" | 19 | A
004 | 004 | 4" | 19 | A
000 | 000 | NA | 19 | B
001 | 001 | 15 MM | 19 | B
002 | 002 | 19 MM | 19 | B
003 | 003 | 25 MM | 19 | B
004 | 004 | 32 MM | 19 | B
005 | 005 | 40 MM | 19 | B
006 | 006 | 50 MM | 19 | B
007 | 007 | 65 MM | 19 | B
008 | 008 | 80 MM | 19 | B
009 | 009 | 110 MM | 19 | B
010 | 010 | 12 MM (1/2)" | 19 | B
011 | 011 | 1/4" for Dosing | 19 | B
000 | 000 | NA | 19 | C
001 | 001 | 25MM SS SNUBBER | 19 | C
002 | 002 | 50MM SS SNUBBER | 19 | C
003 | 003 | SS 304 SNUBBER 1/4" BSP FF | 19 | C
004 | 004 | SS 304 PIPE NIPPLE 1/4" X 3" SCH40 | 19 | C
006 | 006 | RO TEE 1/4" | 19 | C
007 | 007 | RO ELBOW 1/4" MFX | 19 | C
008 | 008 | RO SOCKET 1/4" MFX | 19 | C
009 | 009 | SS BAR STOCK NEEDLE VALVE -3/8" | 19 | C
010 | 010 | SS 304 HEX NIPPLE BSP 1/4" | 19 | C
011 | 011 | SS NEEDLE VALVE ROUND BSP-1/4" FF | 19 | C
012 | 012 | SS Bolt 3/8 * 1.5 Inch | 19 | C
013 | 013 | Needle Valve | 19 | C
014 | 014 | SS 304 NIPPLE | 19 | C
015 | 015 | SS bolt M10*75 | 19 | C
002 | 002 | 12" X 12" | 19 | V
004 | 004 | 100mm Line size Flanged Bend | 19 | V
000 | 000 | NA | 19 | G
001 | 001 | Metal Clamp 4 Inch | 19 | G
002 | 002 | PS PIPE 100MM SIZE | 19 | G
003 | 003 | MS ANGLE L TYPE 50X6MM | 19 | G
004 | 004 | MS PLATE 1250X2500X4MM | 19 | G
005 | 005 | MS ANGLE L TYPE 25X3MM | 19 | G
006 | 006 | PS PIPE 150MM SIZE | 19 | G
007 | 007 | PS PIPE 200MM SIZE | 19 | G
008 | 008 | PS PIPE 250MM SIZE | 19 | G
009 | 009 | PS PIPE 300MM SIZE | 19 | G
010 | 010 | PS PIPE 350MM SIZE | 19 | G
011 | 011 | PS PIPE 80MM SIZE | 19 | G
012 | 012 | 100x150 mm MS Reducer | 19 | G
000 | 000 | NA | 19 | H
001 | 001 | 5/8 | 19 | H
002 | 002 | 5/8 X3" DOUBLE WASHER | 19 | H
003 | 003 | 5/8 X5" DOUBLE WASHER | 19 | H
004 | 004 | 16 MM HEX NUT | 19 | H
005 | 005 | 5/8 x8" LONG BOLT | 19 | H
006 | 006 | MS HEX PIN WITH WASHER 10X 50 | 19 | H
007 | 007 | 5/8 X6" DOUBLE WASHER | 19 | H
008 | 008 | 12 x 5" Nut Bolt With Double Washer | 19 | H
009 | 009 | 12 x 3" Nut Bolt With Double Washer | 19 | H
010 | 010 | 12 x 2.5" Nut Bolt With Double Washer | 19 | H
000 | 000 | NA | 19 | I
001 | 001 | 1/2" X (k) | 19 | I
004 | 004 | 2" D JOINT With Nut Bolt -50 mm | 19 | I
005 | 005 | 3" D JOINT With Nut Bolt - 80 mm | 19 | I
006 | 006 | 4" D JOINT With Nut Bolt -100 mm | 19 | I
007 | 007 | 5" D JOINT With Nut Bolt- 125 mm | 19 | I
008 | 008 | 6" D JOINT With Nut Bolt- 150 mm | 19 | I
000 | 000 | NA | 19 | J
001 | 001 | 50 MM PN10 | 19 | J
002 | 002 | 80 MM PN10 | 19 | J
003 | 003 | 100 MM PN10 | 19 | J
004 | 004 | 125 MM PN10 | 19 | J
005 | 005 | 150 MM PN10 | 19 | J
006 | 006 | 200 MM PN10 | 19 | J
007 | 007 | 250 MM PN10 | 19 | J
008 | 008 | 300 MM PN10 | 19 | J
009 | 009 | 350 MM PN10 | 19 | J
101 | 101 | 50 MM PN16 | 19 | J
102 | 102 | 80 MM PN16 | 19 | J
103 | 103 | 100 MM PN16 | 19 | J
104 | 104 | 125 MM PN16 | 19 | J
105 | 105 | 150 MM PN16 | 19 | J
106 | 106 | 200 MM PN16 | 19 | J
107 | 107 | 250 MM PN16 | 19 | J
108 | 108 | 300 MM PN16 | 19 | J
109 | 109 | 350 MM PN16 | 19 | J
110 | 110 | 40 MM PN16 | 19 | J
000 | 000 | NA | 19 | K
001 | 001 | 200 GM | 19 | K
002 | 002 | 59 ML | 19 | K
000 | 000 | NA | 19 | L
001 | 001 | 50 MM PN10 | 19 | L
002 | 002 | 80 MM PN10 | 19 | L
003 | 003 | 100 MM PN10 | 19 | L
004 | 004 | 125 MM PN10 | 19 | L
005 | 005 | 150 MM PN10 | 19 | L
006 | 006 | 200 MM PN10 | 19 | L
007 | 007 | 250 MM PN10 | 19 | L
008 | 008 | 300 MM PN10 | 19 | L
009 | 009 | 350 MM PN10 | 19 | L
101 | 101 | 50 MM PN16 | 19 | L
102 | 102 | 80 MM PN16 | 19 | L
103 | 103 | 100 MM PN16 | 19 | L
104 | 104 | 125 MM PN16 | 19 | L
105 | 105 | 150 MM PN16 | 19 | L
106 | 106 | 200 MM PN16 | 19 | L
107 | 107 | 250 MM PN16 | 19 | L
108 | 108 | 300 MM PN16 | 19 | L
109 | 109 | 350 MM PN16 | 19 | L
000 | 000 | NA | 19 | M
001 | 001 | COUPLING 1/4" | 19 | M
002 | 002 | COUPLING 1/2" | 19 | M
003 | 003 | COUPLING 3/4" | 19 | M
004 | 004 | COUPLING 1" | 19 | M
005 | 005 | COUPLING 32 MM | 19 | M
006 | 006 | COUPLING 40 MM | 19 | M
007 | 007 | COUPLING 2" | 19 | M
009 | 009 | Braket Reducer for SLCs | 19 | M
101 | 101 | NIPPLE 1/4" | 19 | M
102 | 102 | NIPPLE 1/2" | 19 | M
103 | 103 | NIPPLE 3/4" | 19 | M
104 | 104 | NIPPLE 1" | 19 | M
105 | 105 | NIPPLE 32 MM | 19 | M
106 | 106 | NIPPLE 40 MM | 19 | M
107 | 107 | NIPPLE 2" | 19 | M
108 | 108 | NIPPLE 3/8"X4" | 19 | M
109 | 109 | NIPPLE 3/8"X3" | 19 | M
110 | 110 | NIPPLE 1/4" x 2" | 19 | M
111 | 111 | Hex nipple 3/8" | 19 | M
201 | 201 | ELBOW 1/4" | 19 | M
202 | 202 | ELBOW 1/2" | 19 | M
203 | 203 | ELBOW 3/4" | 19 | M
204 | 204 | ELBOW 1" | 19 | M
205 | 205 | ELBOW 32 MM | 19 | M
206 | 206 | ELBOW 40 MM | 19 | M
207 | 207 | ELBOW 2" | 19 | M
208 | 208 | ELBOW 3/8" | 19 | M
503 | 503 | TEE3/8" | 19 | M
504 | 504 | TEE 1" | 19 | M
505 | 505 | TEE 32 MM | 19 | M
035 | 035 | TEE | 19 | M
601 | 601 | MS Bus 3/8*1/4 | 19 | M
602 | 602 | MS Bus 1/2*1/4 | 19 | M
603 | 603 | MS SCOKET 1/2 MALE x 1/4 Female | 19 | M
604 | 604 | Socket 3/8" Hose X 1/2" Thread Female | 19 | M
000 | 000 | NA | 19 | N
001 | 001 | COUPLING 1/4" | 19 | N
002 | 002 | COUPLING 1/2" | 19 | N
003 | 003 | COUPLING 3/4" | 19 | N
004 | 004 | COUPLING 1" | 19 | N
005 | 005 | COUPLING 32 MM | 19 | N
006 | 006 | COUPLING 40 MM | 19 | N
007 | 007 | COUPLING 2" | 19 | N
008 | 008 | Coupling 19mm | 19 | N
009 | 009 | GI Bushing 1/2 to 3/8" | 19 | N
101 | 101 | NIPPLE 1/4" | 19 | N
102 | 102 | NIPPLE 1/2"X2" | 19 | N
103 | 103 | NIPPLE 3/4" | 19 | N
104 | 104 | NIPPLE 1" | 19 | N
105 | 105 | NIPPLE 32 MM | 19 | N
106 | 106 | NIPPLE 40 MM | 19 | N
107 | 107 | NIPPLE 2" | 19 | N
108 | 108 | HEX NIPPLE 3" | 19 | N
109 | 109 | NIPPLE 1/2"X4" | 19 | N
110 | 110 | Hex NIPPLE 6" | 19 | N
111 | 111 | NIpple 19mm, 4" | 19 | N
201 | 201 | ELBOW 1/4" | 19 | N
202 | 202 | ELBOW 1/2" | 19 | N
203 | 203 | ELBOW 3/4" | 19 | N
204 | 204 | ELBOW 1" | 19 | N
205 | 205 | ELBOW 32 MM | 19 | N
206 | 206 | ELBOW 40 MM | 19 | N
207 | 207 | ELBOW 2" | 19 | N
502 | 502 | TEE 1/2" | 19 | N
503 | 503 | TEE 20MM | 19 | N
504 | 504 | TEE 1" | 19 | N
505 | 505 | TEE 32 MM | 19 | N
000 |  | GI REDUCER 10/25MM | 19 | N
601 | 601 | CLAMP | 19 | N
701 | 701 | 1/2 GI socket | 19 | N
000 |  | GI REDUCER 32x20mm | 19 | N
000 |  | GI REDUCER 32x25mm | 19 | N
801 | 801 | GI REDUCER 65/80 mm | 19 | N
802 | 802 | GI Reducer 1/2" to 1/4" | 19 | N
000 | 000 | NA | 19 | O
001 | 001 | COUPLING 1/4" | 19 | O
002 | 002 | COUPLING 1/2" | 19 | O
003 | 003 | COUPLING 3/4" | 19 | O
004 | 004 | COUPLING 1" | 19 | O
005 | 005 | COUPLING 32 MM | 19 | O
006 | 006 | COUPLING 40 MM | 19 | O
007 | 007 | COUPLING 2" | 19 | O
101 | 101 | NIPPLE 1/4" | 19 | O
102 | 102 | NIPPLE 1/2" | 19 | O
103 | 103 | NIPPLE 3/4" | 19 | O
104 | 104 | NIPPLE 1" | 19 | O
105 | 105 | NIPPLE 32 MM | 19 | O
106 | 106 | NIPPLE 40 MM | 19 | O
107 | 107 | NIPPLE 2" | 19 | O
201 | 201 | ELBOW 1/4" | 19 | O
202 | 202 | ELBOW 1/2" | 19 | O
203 | 203 | ELBOW 3/4" | 19 | O
204 | 204 | ELBOW 1" | 19 | O
205 | 205 | ELBOW 32 MM | 19 | O
206 | 206 | ELBOW 40 MM | 19 | O
207 | 207 | ELBOW 2" | 19 | O
504 | 504 | TEE 1" | 19 | O
505 | 505 | TEE 32 MM | 19 | O
506 | 506 | TEE 50 MM | 19 | O
301 | 301 | 2" PVC D JOINT With Nut Bolt -50 mm | 19 | O
302 | 302 | 3" PVC D JOINT With Nut Bolt - 80 mm | 19 | O
303 | 303 | 4" PVC D JOINT With Nut Bolt -100 mm | 19 | O
304 | 304 | 5" PVC D JOINT With Nut Bolt- 125 mm | 19 | O
305 | 305 | 6" PVC D JOINT With Nut Bolt- 150 mm | 19 | O
401 | 401 | PVC SOCKET -50 mm | 19 | O
402 | 402 | PVC SOCKET -80 mm | 19 | O
403 | 403 | PVC SOCKET -100 mm | 19 | O
404 | 404 | PVC SOCKET -125 mm | 19 | O
405 | 405 | PVC SOCKET -150 mm | 19 | O
601 | 601 | 6 KG PVC PIPE-50 | 19 | O
602 | 602 | 6 KG PVC PIPE -80 mm | 19 | O
603 | 603 | 10 KG PVC PIPE-100 mm | 19 | O
604 | 604 | 10 KG PVC PIPE -125 mm | 19 | O
605 | 605 | 10 KG PVC PIPE-150 mm | 19 | O
606 | 606 | 10 KG PVC PIPE-200 mm | 19 | O
701 | 701 | 1/4" PVC T For RO Pipe | 19 | O
000 | 000 | NA | 19 | P
001 | 001 | LEAD WOOL | 19 | P
002 | 002 | HEMP YAAN | 19 | P
003 | 003 | 75 x 10 W/S | 19 | P
004 | 004 | 2 PLA | 19 | P
005 | 005 | 1/2 X 8 HOSE | 19 | P
006 | 006 | 1 1/4 PLA | 19 | P
000 | 000 | NA | 19 | Q
001 | 001 | 15 MM | 19 | Q
002 | 002 | 19 MM | 19 | Q
003 | 003 | 25 MM | 19 | Q
004 | 004 | 32 MM | 19 | Q
005 | 005 | 40 MM | 19 | Q
006 | 006 | 50 MM | 19 | Q
007 | 007 | 65 MM | 19 | Q
008 | 008 | 80 MM | 19 | Q
009 | 009 | 110 MM | 19 | Q
010 | 010 | 1/2" Medium Grade Pipe | 19 | Q
000 | 000 | NA | 19 | R
001 | 001 | COUPLING 1/4" | 19 | R
002 | 002 | COUPLING 1/2" | 19 | R
003 | 003 | COUPLING 3/4" | 19 | R
004 | 004 | COUPLING 1" | 19 | R
005 | 005 | COUPLING 32 MM | 19 | R
006 | 006 | COUPLING 40 MM | 19 | R
007 | 007 | COUPLING 2" | 19 | R
010 | 010 | 1/2" Band | 19 | R
011 | 011 | 1/2" Male Socket | 19 | R
012 | 012 | 1/2" Female Socket | 19 | R
101 | 101 | NIPPLE 1/4" | 19 | R
102 | 102 | NIPPLE 1/2" | 19 | R
103 | 103 | NIPPLE 3/4" | 19 | R
104 | 104 | NIPPLE 1" | 19 | R
105 | 105 | NIPPLE 32 MM | 19 | R
106 | 106 | NIPPLE 40 MM | 19 | R
107 | 107 | NIPPLE 2" | 19 | R
201 | 201 | ELBOW 1/4" | 19 | R
202 | 202 | ELBOW 1/2" | 19 | R
203 | 203 | ELBOW 3/4" | 19 | R
204 | 204 | ELBOW 1" | 19 | R
205 | 205 | ELBOW 32 MM | 19 | R
206 | 206 | ELBOW 40 MM | 19 | R
207 | 207 | ELBOW 2" | 19 | R
208 | 208 | ELBOW 15 MM 90* | 19 | R
504 | 504 | TEE 1" | 19 | R
505 | 505 | TEE 32 MM | 19 | R
601 | 601 | BALL VALVE 15 MM | 19 | R
701 | 701 | UPVC SOLVENT 946 ML | 19 | R
801 | 801 | UPVC FABT 15 MM | 19 | R
802 | 802 | UPVC T Joint 1/2" 2 Side Female Thread and 1 Side Plain | 19 | R
506 | 506 | TEE 40 MM | 19 | R
507 | 507 | TEE 2" | 19 | R
508 | 508 | TEE 65 MM | 19 | R
509 | 509 | TEE 90 MM | 19 | R
510 | 510 | TEE 110 MM | 19 | R
001 | 001 | PU MALE ADAPTOR 1/2"-10 MM | 19 | S
002 | 002 | PU MALE ADAPTOR 1/4"-10 MM | 19 | S
003 | 003 | PU CONNECTOR 1/2'' - 10 MM | 19 | S
101 | 101 | PU REDUCING UNION 10X6 MM | 19 | S
201 | 201 | PU PIPE 10X6 MM | 19 | S
001 | 001 | BRASS CP MXF MINI BALL VALVE BSP 1/2" | 19 | T
002 | 002 | BRASS MALE FEMALE BUSHING 1X1/2 | 19 | T
003 | 003 | BRASS NRV 1/2 " | 19 | T
004 | 004 | BRASS FTA COVER 3/4 X 1/2 " | 19 | T
005 | 005 | BRASS NRV BUSH 2 x 1/2 " | 19 | T
006 | 006 | BRASS SYPHONE COCK 3/8 " | 19 | T
001 | 001 | AP 1 LTR | 19 | U
002 | 002 | AP 1 LTR THINNER | 19 | U
003 | 003 | ASIAN PAIN BRUSH | 19 | U
101 | 101 | 8 hole Rubber Gasket for Flow Meter Size:50mm ID: 50 mm, OD: 165 mm PCD:125 mm | 19 | U
102 | 102 | 8 hole Rubber Gasket for Flow Meter Size:80mm ID: 80 mm, OD: 200 mm PCD:160 mm | 19 | U
103 | 103 | 8 hole Rubber Gasket for Flow Meter Size:100mm ID: 100 mm, OD: 220 mm PCD:180 mm | 19 | U
104 | 104 | 8 hole Rubber Gasket for Flow Meter Size:125mm ID: 125 mm, OD: 250 mm PCD:210mm | 19 | U
105 | 105 | 8 hole Rubber Gasket for Flow Meter Size:150mm ID: 150 mm, OD: 285 mm PCD:240 mm | 19 | U
106 | 106 | 8 hole Rubber Gasket for Flow Meter Size:200mm ID: 200 mm, OD: 340 mm PCD:295 mm | 19 | U
107 | 107 | 8 hole Rubber Gasket for Flow Meter Size:250mm ID: 250 mm, OD: 355 mm PCD:250 mm | 19 | U
001 | 001 | HYLAM FLANGE | 19 | W
101 | 101 | FRP DRUM 100 LTR | 19 | X
102 | 102 | 200 LTR | 19 | X
201 | 201 | FRP DRUM WITH TANK THICKNESS 5.0 MM AND WIEGHT 8 KG | 19 | X
001 | 001 | DI flange socket, line size 150mm | 19 | Y
002 | 002 | DI flange socket, line size 200mm | 19 | Y
003 | 003 | DI flange socket, line size 250mm | 19 | Y
004 | 004 | DI flange socket, line size 300mm | 19 | Y
005 | 005 | DI flange socket, line size 350mm | 19 | Y
006 | 006 | DI flange socket, line size 400mm | 19 | Y
000 |  | Jute | 19 | Z
001 | 001 | 20 X 20 X3 | 19
002 | 002 | 20 X 20 X 5 | 19
003 | 003 | 25 X 25 X 3 | 19
004 | 004 | 25 X 25 X 5 | 19
005 | 005 | 35 X 35 X5 | 19
006 | 006 | 50 X 50 X3 | 19
007 | 007 | 50X50 X5 | 19
001 | 001 | 80 mm | 19
002 | 002 | 100 mm | 19
003 | 003 | 150 mm | 19
001 | 001 | 2" D JOINT With Nut Bolt -50 mm | 19 | V
002 | 002 | 3" D JOINT With Nut Bolt - 80 mm | 19 | V
003 | 003 | 4" D JOINT With Nut Bolt -100 mm | 19 | V
004 | 004 | 5" D JOINT With Nut Bolt- 125 mm | 19 | V
005 | 005 | 6" D JOINT With Nut Bolt- 150 mm | 19 | V
006 | 006 | CI assembly -50 mm | 19 | V
007 | 007 | CI assembly - 80 mm | 19 | V
008 | 008 | CI assembly -100 mm | 19 | V
009 | 009 | CI assembly- 125 mm | 19 | V
010 | 010 | CI assembly- 150 mm | 19 | V
000 | 000 | NA | 20 | A
001 | 001 | SLC 1000 | 20 | A
002 | 002 | SLC 2000 | 20 | A
003 | 003 | SLC 3000 | 20 | A
004 | 004 | SLC 3100 | 20 | A
005 | 005 | SLC NBIOT | 20 | A
006 | 006 | LC DCU | 20 | A
007 | 007 | Em Meter | 20 | A
011 | 011 | 3G DCU | 20 | A
012 | 012 | 4G DCU | 20 | A
015 | 015 | HAND HELD UNIT | 20 | A
000 | 000 | NA | 20 | B
001 | 001 | iRTU1000 | 20 | B
002 | 002 | iRTU 3000 | 20 | B
003 | 003 | iRTU 6000 | 20 | B
004 | 004 | iRTU9000 | 20 | B
005 | 005 | iRTU 6000 ++ | 20 | B
006 | 006 | MODEM | 20 | B
007 | 007 | iRTS10 | 20 | B
008 | 008 | CIM-10 Device | 20 | B
009 | 009 | iRTU 6000+ | 20 | B
010 | 010 | MY IR | 20 | B
011 | 011 | LRTU3000 | 20 | B
012 | 012 | LRTU1000 | 20 | B
013 | 013 | ExM-IOC2 -24 DI, 16 DO, 8AI | 20 | B
014 | 014 | LoRa Gateway | 20 | B
016 | 016 | EXM-IOC1 -16 DI, 24 DO, 2AI, 8 AO | 20 | B
017 | 017 | GPS MODEM | 20 | B
018 | 018 | GPS Modem(Graylogix) | 20 | B
019 | 019 | GSM MODEM SIM900 | 20 | B
020 | 020 | iFPC3000 | 20 | B
021 | 021 | iPMU4000 With Memory | 20 | B
022 | 022 | iRTU1000 V2 | 20 | B
023 | 023 | iRTU3000-A | 20 | B
024 | 024 | iSLC-10 V2 With GSM | 20 | B
025 | 025 | iRTU6000 | 20 | B
026 | 026 | iSLC-10 V2 With GSM | 20 | B
027 | 027 | RF Reapeter | 20 | B
028 | 028 | RTU GMDA | 20 | B
029 | 029 | iRTS20 | 20 | B
030 | 030 | FEP | 20 | B
000 | 000 | NA | 20 | C
001 | 001 | Indoor type detectors | 20 | C
002 | 002 | GST200 Rubber Keypad | 20 | C
003 | 003 | Sounder | 20 | C
004 | 004 | Manual call point | 20 | C
005 | 005 | GST- 200 Loop Interface Board | 20 | C
006 | 006 | iEdge 360 Platform Lic. | 20 | C
000 | 000 | NA | 20 | D
001 | 001 | ViBit | 20 | D
002 | 002 | Vibit SMPS | 20 | D
003 | 003 | Vibit Wi-fi router | 20 | D
000 | 000 | NA | 21
001 | 001 | SQL SERVER | 21
002 | 002 | MICROSOFT 365 BUSINESS BASIS | 21
003 | 003 | SUPPORT CHARGES | 21
004 | 004 | FIELD SENSE SUPPORT | 21
005 | 005 | FIELD SENSE SETUP | 21
006 | 006 | ANTIVIRUS | 21
007 | 007 | WIN 10 OEM SECURITY | 21
008 | 008 | WINDOWS SERVER | 21
009 | 009 | WEB BASED SCADA | 21
010 | 010 | MS office 2013 | 21
011 | 011 | Cyber Security | 21
012 | 012 | VMS software | 21
013 | 013 | iEdge 360 Platform Lic. | 21
014 | 014 | Application development | 21
015 | 015 | MS office 2019 | 21
016 | 016 | Office 2019 | 21
001 | 001 | MULTIMETER | 22
002 | 002 | SCREW DRIVER | 22
003 | 003 | TESTER | 22
004 | 004 | PLIER | 22
005 | 005 | WIRE STRIPER | 22
006 | 006 | MEASURING TAPE | 22
007 | 007 | VERNIER CALIPER | 22
008 | 008 | HAMMER | 22
009 | 009 | CRIMPING TOOLS | 22
010 | 010 | WIRE CUTTER | 22
011 | 011 | Allen key Set | 22
000 | 000 | GEN | 22
001 | 001 | SHOES | 22 | A
002 | 002 | HELMET | 22 | A
003 | 003 | GOOGLES | 22 | A
004 | 004 | BELT | 22 | A
005 | 005 | GLOVES | 22 | A
001 | 001 | Drill Machin | 22 | B
000 | 000 | NA | 23
000 | 000 | NA | 24 | A
001 | 001 | SITE 1 | 24 | A
002 | 002 | HR BK OHT1 | 24 | A
003 | 003 | HR BKOHT2 | 24 | A
004 | 004 | MIMIC PANEL NORTH | 24 | A
005 | 005 | PLC PANEL-1 FOR SOUTH ZOE | 24 | A
006 | 006 | PLC PANEL-2 FOR SOUTH ZOE | 24 | A
007 | 007 | PLC PANEL-6 FOR NORTHH ZOE | 24 | A
008 | 008 | PLC PANEL-7 FOR NORTHH ZOE | 24 | A
009 | 009 | PLC PANEL-8 FOR NORTHH ZOE | 24 | A
010 | 010 | PLC PANEL-9 FOR NORTHH ZOE | 24 | A
011 | 011 | PLC CONTROL PANEL-8 36LT CDRS | 24 | A
012 | 012 | PLC CONTROL PANEL-5 NAD MAIN | 24 | A
013 | 013 | PLC CONTROL PANEL-13 CHUNABHATTI NEW | 24 | A
014 | 014 | PLC CONTROL PANEL-14 QUERY PH | 24 | A
015 | 015 | PLC CONTROL PANEL-9 RENU PH | 24 | A
016 | 016 | PLC CONTROL PANEL-10 MAP SAILORS | 24 | A
017 | 017 | PLC CONTROL PANEL-6, 150 RL PH | 24 | A
018 | 018 | PLC CONTROL PANEL-1 TUNIR PH | 24 | A
019 | 019 | PLC CONTROL PANEL-2 STATION MESS | 24 | A
020 | 020 | PLC CONTROL PANEL-3 300RL | 24 | A
021 | 021 | PLC CONTROL PANEL-4 MANGERA PH | 24 | A
022 | 022 | PLC CONTROL PANEL-11 OLD CHUNABHATTI | 24 | A
023 | 023 | PLC CONTROL PANEL-12 84 LEADING | 24 | A
024 | 024 | PLC CONTROL PANEL-7 NOFRA PH | 24 | A
025 | 025 | MITSUBISHI PLC SYSTEM -150RL | 24 | A
026 | 026 | MITSUBISHI PLC SYSTEM -NAD MAIN | 24 | A
027 | 027 | MITSUBISHI PLC SYSTEM - MANGERA | 24 | A
028 | 028 | MITSUBISHI PLC SYSTEM - STATION MES | 24 | A
029 | 029 | MITSUBISHI PLC SYSTEM - TUNIR | 24 | A
030 | 030 | FX5U-64MT/ESS-BS PLC | 24 | A
031 | 031 | MAIN PUMP HOUSE | 24 | A
032 | 032 | NAVY PUMP HOUSE | 24 | A
033 | 033 | OLD PUMP HOUSE | 24 | A
034 | 034 | MAP PUMP HOUSE | 24 | A
035 | 035 | BG PUMP HOUSE | 24 | A
036 | 036 | BG OHT | 24 | A
037 | 037 | NEW LINE OHT | 24 | A
038 | 038 | 152 AD OHT | 24 | A
039 | 039 | MH OHT | 24 | A
040 | 040 | OTM OHT | 24 | A
041 | 041 | 16 channel Digital module | 24 | A
042 | 042 | 12V/40AH Battery | 24 | A
043 | 043 | 12V/75AH Battery | 24 | A
044 | 044 | GATE Panel - 4115 - Lot-1 | 24 | A
045 | 045 | Master RTU MCS Panel | 24 | A
046 | 046 | Solar Panel with Inverter and battery -4115 27Nos | 24 | A
047 | 047 | Workstation | 24 | A
048 | 048 | IT HArdware Printer, firewall and router | 24 | A
049 | 049 | iCL and iTU with wiman modem and panel | 24 | A
050 | 050 | Softstarter Panel | 24 | A
051 | 051 | 12v/18AH BATTERY | 24 | A
052 | 052 | GATE Panel - 4115 - Lot-2 | 24 | A
053 | 053 | T W AUTOMATION SYS FOR PUMP PLANT 7.5HP - Affcons +SCL | 24 | A
054 | 054 | T W AUTOMATION SYS FOR PUMP PLANT 10HP -Affcons +SCL | 24 | A
055 | 055 | T W AUTOMATION SYS FOR PUMP PLANT 12.5HP - Affcons +SCL | 24 | A
056 | 056 | T W AUTOMATION SYS FOR PUMP PLANT 15HP - Affcons +SCL | 24 | A
057 | 057 | T W AUTOMATION SYS FOR PUMP PLANT 17.5HP - Affcons +SCL | 24 | A
058 | 058 | T W AUTOMATION SYS FOR PUMP PLANT 20HP - Affcons +SCL | 24 | A
059 | 059 | T W AUTOMATION SYS FOR PUMP PLANT 25 HP - Affcons +SCL | 24 | A
060 | 060 | CERT-IN certificate for webscanet | 24 | A
061 | 061 | Solar Panel with Inverter and battery -4115 26 Nos | 24 | A
062 | 062 | GATE Panel - 4115 - Lot-3 | 24 | A
063 | 063 | 4138 - Panel 15 HP SD | 24 | A
064 | 064 | 8104_G Cable and Accessories Billing , CABF301KE00003, CABF403KE00003, CABF901KE00003 | 24 | A
065 | 065 | Mobile Phobe | 24 | A
066 | 066 | 4107_A -RTU & Panel Spares | 24 | A
067 | 067 | 4144_ L&T SCADA SYSTEM | 24 | A
068 | 068 | Eathing System for PNC | 24 | A
069 | 069 | 1 SCADA +2 ACT PANEL 4151 | 24 | A
070 | 070 | FILTERBED AUTOMATION PANEL WITH RTU9000,HMI , MODEM | 24 | A
071 | 071 | 6 Nos PUMP INTEKWELL AUTOMATION PANEL WITH RTU6000,MODEM,HMI,External DI Card | 24 | A
072 | 072 | 5 Nos PUMP AUTOMATION PANEL WITH RTU6000,MODEM,HMI,External DI Card | 24 | A
073 | 073 | 3 Nos PUMP INTEKWELL AUTOMATION PANEL WITH RTU6000,MODEM,HMI | 24 | A
074 | 074 | 9 Nos PUMP INTEKWELL AUTOMATION PANEL WITH RTU6000,MODEM,HMI,External DI Card | 24 | A
075 | 075 | T W AUTOMATION SYS FOR PUMP PLANT 30 HP - Affcons+ SCL | 24 | A
076 | 076 | GRID BASED TW AUTOMATION PANEL WITH RTU + HMI -7.5 HP | 24 | A
077 | 077 | GRID BASED TW AUTOMATION PANEL WITH RTU + HMI -12.5 HP | 24 | A
078 | 078 | GRID BASED TW AUTOMATION PANEL WITH RTU + HMI -17.5 HP | 24 | A
079 | 079 | GRID BASED TW AUTOMATION PANEL WITH RTU + HMI -25 HP | 24 | A
080 | 080 | iCL and iTU with panel | 24 | A
081 | 081 | T W AUTOMATION PANEL WITH ONLY ACTUATOR VFD +RTU+HMI | 24 | A
082 | 082 | Cable + Earthing+ Cable Tray + Nut Bolt for ANPR Project | 24 | A
083 | 083 | Automation panel with RTU and 30 hp Star delt and IPC-4158 | 24 | A
084 | 084 | Automation panel with RTU and 15hp Star delt and IPC-4159 | 24 | A
085 | 085 | GRID BASED TW AUTOMATION PANEL WITH RTU + HMI -3 HP | 24 | A
086 | 086 | GRID BASED TW AUTOMATION PANEL WITH RTU + HMI -5 HP | 24 | A
087 | 087 | PANEL WITH SOLAR VFD & W/O RTU- 15 HP | 24 | A
088 | 088 | PANEL WITH SOLAR VFD & W/O RTU- 17.5 HP | 24 | A
089 | 089 | PANEL WITH SOLAR VFD & W/O RTU- 25 HP | 24 | A
090 | 090 | SOLAR LED WITH BATTERY+SOLAR PANEl+POLE +Accessoies | 24 | A
091 | 091 | T W AUTOMATION SYS FOR PUMP PLANT 7.5HP - VFD+HMI+CABLE | 24 | A
092 | 092 | SOLAR LED WITH BATTERY+SOLAR PANEl+POLE +Accessoies -for MUDRIKA | 24 | A
093 | 093 | Cable-4158_A and 4159_A | 24 | A
094 | 094 | T W AUTOMATION SYS FOR PUMP PLANT 7.5HP - VFD+HMI+CABLE | 24 | A
095 | 095 | Combine Items for Automation of WTP Plant Bramhapuri include 6 Nos RTU, 6 Nos Automation Panel, Ultrasonic Level Sensor, PT, Sesnor With Transmitter (pH,CL & TU), SCADA, PC , Printer, Cable & UPS for Project -4161 | 24 | A
096 | 096 | AC 1.5 TON | 24 | A
097 | 097 | EDGE RTU/Gateway WITH 4G MODEM RS 485: 1 Nos Lan Port : 1 Nos HDMI Port: 1 Nos Certifications Communication Protocol: MQTT with TLS/DTLS/AES standards OTA:Yes Remote Configuration: Yes | 24 | A
098 | 098 | 40 HP LT PANEL WITH 3 NOS STAR-DELTA STARTER,APR, RTU ,ENERGY METER & MODEM | 24 | A
099 | 099 | MCS PC Intel Core i7, latest Generation or Higher , RAM 16 GB or Higher, DDR4, Expandable upto 32 GB, win 10 pro, USB keyboard and mouse. LED, 21’’Non –Touch 42" LED Monitor 43BM702 | 24 | A
100 | 100 | 100 AMP APR GRID BASED TW AUTOMATION PANEL WITH RTU + HMI+1 KVA UPS+ BATTERY -5 HP | 24 | A
101 | 101 | 101 AMP APR GRID BASED TW AUTOMATION PANEL WITH RTU + HMI+1 KVA UPS+ BATTERY -7.5 HP | 24 | A
102 | 102 | 102 AMP APR GRID BASED TW AUTOMATION PANEL WITH RTU + HMI+1 KVA UPS+ BATTERY -15 HP | 24 | A
103 | 103 | 103 AMP APR GRID BASED TW AUTOMATION PANEL WITH RTU + HMI+1 KVA UPS+ BATTERY -17.5 HP | 24 | A
104 | 104 | 104 AMP APR GRID BASED TW AUTOMATION PANEL WITH RTU + HMI+1 KVA UPS+ BATTERY -20 HP | 24 | A
105 | 105 | SOLAR LED WITH BATTERY+SOLAR PANEl+POLE +Accessoies For Afcon | 24 | A
106 | 106 | Supply, installation, testing and Commissioning of following RTU Spares for Two nos pump and one no three phase panel - I | 24 | A
107 | 107 | Supply, installation, testing and Commissioning of following RTU Spares for Two nos pump and one no three phase panel - II | 24 | A
108 | 108 | 4167- Ludhiana Division No-1 Flow Meter | 24 | A
109 | 109 | 4167- Ludhiana Division No-3 Flow Meter | 24 | A
110 | 110 | 4167- Div. No.-2 Ptk Flow Meter | 24 | A
111 | 111 | 4167- S.B.S Nagar Flow Meter | 24 | A
112 | 112 | 4167- Pressure Transmitter | 24 | A
113 | 113 | 4167- Ludhiana Division No-1 Wafer type butter fly valve with actuator | 24 | A
114 | 114 | 4167- Ludhiana Division No-1 Soft starter based starter panel with RTU | 24 | A
115 | 115 | 4167- Display units at District level | 24 | A
116 | 116 | 4167- Ludhiana Division No-3 Soft starter based starter panel with RTU | 24 | A
117 | 117 | 4167- Div. No.-2 Ptk Soft starter based starter panel with RTU | 24 | A
118 | 118 | 4167- Div. No.-2 PtkWafer type butter fly valve with actuator | 24 | A
119 | 119 | 4167-S.B.S Nagar Soft starter based starter panel with RTU | 24 | A
120 | 120 | 4167- S.B.S Nagar Wafer type butter fly valve with actuator | 24 | A
121 | 121 | 4167-CCR Items | 24 | A
122 | 122 | 4167- Computer server | 24 | A
123 | 123 | 4167- Cable and accesories Lot-1 | 24 | A
124 | 124 | Combine Items for Automation of WTP Plant KAMPTEE include 3 Nos RTU, 3 Nos Automation Panel, Ultrasonic Level Sensor, PT, Sesnor With Transmitter (pH,CL & TU), SCADA, PC , Printer, Cable & UPS for Project -4171 | 24 | A
125 | 125 | PLC based Automation Panel suitable for control and monitoring of 4Nos. Pumps, 4Nos. Energy Meter 02 No ULT, 30 Nos. PT, Nos., 12 Nos. Priming motorised Valves, 12 Nos. air release SOV,52 Nos. Motorised valves , 18 Nos. EMF, 2 Nos. 50 HP VFD , 3 Nos. 25 HP VFD, 4G/5G Modem and 04 Nos. Magnetic Sensors, with 7" TS HMI with 3 KVA UPS Power back up for RTU Panel. Sankar Vihar PUmp House | 24 | A
126 | 126 | PLC based Automation Panel suitable for control and monitoring of 2 Nos. Pumps, 2 Nos. Energy Meter 02 No ULT, 23 Nos. PT, 4 Nos. Priming motorised Valves, 4 Nos. air release SOV,20 Nos. Motorised valves , 13 Nos. EMF, 1 Nos. 75 HP VFD , 3 Nos. 50 HP VFD, 4G/5G Modem and 02 Nos. Magnetic Sensors, with 7" TS HMI with 3 KVA UPS Power back up for RTU Panel. OLD VRC PUmp House | 24 | A
127 | 127 | PLC based Automation Panel suitable for control and monitoring of 5 Nos. Pumps, 5 Nos. Energy Meter 02 No ULT, 17 Nos. PT, 5 Nos. Priming motorised Valves, 5 Nos. air release SOV, 26 Nos. Motorised valves , 14 Nos. EMF, 1 Nos. 50 HP VFD , 4 Nos. 40 HP VFD, 4G/5G Modem and 02 Nos. Magnetic Sensors, with 7" TS HMI with 3 KVA UPS Power back up for RTU Panel. NEW VRC PUmp House | 24 | A
128 | 128 | PLC based Automation Panel suitable for control and monitoring of 3 Nos. Pumps, 3 Nos. Energy Meter 01 No ULT, 7 Nos. PT, 3 Nos. Priming motorised Valves, 3 Nos. air release SOV, 7 Nos. Motorised valves , 4 Nos. EMF, 3 Nos. 40 HP VFD, 4G/5G Modem and 02 Nos. Magnetic Sensors, with 7" TS HMI with 3 KVA UPS Power back up for RTU Panel. YOGINDER VIHAR PH PANEL | 24 | A
129 | 129 | PLC based Automation Panel suitable for control and monitoring of 3 Nos. Pumps, 3 Nos. Energy Meter 01 No ULT, 5 Nos. PT, 3 Nos. Priming motorised Valves, 3 Nos. air release SOV, 5 Nos. Motorised valves , 2 Nos. EMF, 3 Nos. 25 HP VFD, 4G/5G Modem and 02 Nos. Magnetic Sensors, with 7" TS HMI with 3 KVA UPS Power back up for RTU Panel. ANUJ VIHAR PH PANEL | 24 | A
130 | 130 | PLC based Automation Panel suitable for control and monitoring of 3 Nos. Energy Meter , 3 Nos. PT, 4G/5G Modem and 02 Nos. Magnetic Sensors, with 7" TS HMI with 3 KVA UPS Power back up for RTU Panel.VIKRAM VIHAR PH PANEL | 24 | A
131 | 131 | PLC based Automation Panel suitable for control and monitoring of 1 Nos. Motorised valves , 1 Nos. EMF, 4G/5G Modem and 02 Nos. Magnetic Sensors, with 7" TS HMI with 3 KVA UPS Power back up for RTU Panel. NODEL POINT-1 PANEL | 24 | A
132 | 132 | 4167- Faridkot Flow Meter | 24 | A
133 | 133 | 4167- Mansa-02 Flow Meter | 24 | A
134 | 134 | 4167- Barnala Flow Meter | 24 | A
135 | 135 | 4167- Gurdaspur Div,-02 Flow Meter | 24 | A
136 | 136 | 4167- Sri Fatehgarh Sahib Flow Meter | 24 | A
137 | 137 | 4167- Kapurthala Flow Meter | 24 | A
138 | 138 | 4167- Jalandhar Div,01 Flow Meter | 24 | A
139 | 139 | 4167- Faridkot Wafer type butter fly valve with actuator | 24 | A
140 | 140 | 4167- Mansa-02 Wafer type butter fly valve with actuator | 24 | A
141 | 141 | 4167- Barnala Flow Wafer type butter fly valve with actuator | 24 | A
142 | 142 | 4167- Gurdaspur Div,-02 Wafer type butter fly valve with actuator | 24 | A
143 | 143 | 4167- Sri Fatehgarh Sahib Wafer type butter fly valve with actuator | 24 | A
144 | 144 | 4167- Kapurthala Wafer type butter fly valve with actuator | 24 | A
145 | 145 | 4167- Jalandhar Div,01 Wafer type butter fly valve with actuator | 24 | A
146 | 146 | 4167- Faridkot Soft starter based starter panel with RTU | 24 | A
147 | 147 | 4167- Mansa-02 Soft starter based starter panel with RTU | 24 | A
148 | 148 | 4167- Barnala Flow Soft starter based starter panel with RTU | 24 | A
149 | 149 | 4167- Gurdaspur Div,-02 Soft starter based starter panel with RTU | 24 | A
150 | 150 | 4167- Sri Fatehgarh Sahib Soft starter based starter panel with RTU | 24 | A
151 | 151 | 4167- Kapurthala Soft starter based starter panel with RTU | 24 | A
152 | 152 | 4167- Jalandhar Div,01 Soft starter based starter panel with RTU | 24 | A
153 | 153 | 4167- Additional Pump Protection, Energy Sensor to Remote/Automated operation of Pumps operator (to be installed S & S well and /or Boosting Station | 24 | A
154 | 154 | 4167- Flow Meter Div No-1 Sri Muktabir Sahib | 24 | A
155 | 155 | 4167- Flow Meter Div. No.2 Patiala | 24 | A
156 | 156 | 4167- Flow Meter Div No-1 Hoshiarpur | 24 | A
157 | 157 | 4167- Flow Meter Div No-2 Hoshiarpur | 24 | A
158 | 158 | 4167- Flow Meter Division No.2 Amritsar | 24 | A
159 | 159 | 4167- Flow Meter Div No.1, Patiala | 24 | A
160 | 160 | 4167- Flow Meter Fazilka | 24 | A
161 | 161 | 4167- Flow Meter Fzr At Zira | 24 | A
162 | 162 | 4167- Flow Meter Malerkotla | 24 | A
163 | 163 | 4167- Flow Meter Sangrur | 24 | A
164 | 164 | 4167- Flow Meter No.2, Tarn Taran | 24 | A
165 | 165 | 4167- Flow Meter SAS Nagar | 24 | A
166 | 166 | 4167- Flow Meter Ropar | 24 | A
167 | 167 | 4167- Wafer type butter fly valve with actuator Div No-1 Sri Muktabir Sahib | 24 | A
168 | 168 | 4167- Wafer type butter fly valve with actuator Div. No.2 Patiala | 24 | A
169 | 169 | 4167- Wafer type butter fly valve with actuator Div No-1 Hoshiarpur | 24 | A
170 | 170 | 4167- Wafer type butter fly valve with actuator Div No-2 Hoshiarpur | 24 | A
171 | 171 | 4167- Wafer type butter fly valve with actuator Division No.2 Amritsar | 24 | A
172 | 172 | 4167- Wafer type butter fly valve with actuator Div No.1, Patiala | 24 | A
173 | 173 | 4167- Wafer type butter fly valve with actuator Fazilka | 24 | A
174 | 174 | 4167- Wafer type butter fly valve with actuator Fzr At Zira | 24 | A
175 | 175 | 4167- Wafer type butter fly valve with actuator Malerkotla | 24 | A
176 | 176 | 4167- Wafer type butter fly valve with actuator Sangrur | 24 | A
177 | 177 | 4167- Wafer type butter fly valve with actuator No.2, Tarn Taran | 24 | A
178 | 178 | 4167- Wafer type butter fly valve with actuator SAS Nagar | 24 | A
179 | 179 | 4167- Wafer type butter fly valve with actuator Ropar | 24 | A
180 | 180 | 4167- Soft starter based starter panel with RTU Div No-1 Sri Muktabir Sahib | 24 | A
181 | 181 | 4167- Soft starter based starter panel with RTU Div. No.2 Patiala | 24 | A
182 | 182 | 4167- Soft starter based starter panel with RTU Div No-1 Hoshiarpur | 24 | A
183 | 183 | 4167- Soft starter based starter panel with RTU Div No-2 Hoshiarpur | 24 | A
184 | 184 | 4167- Soft starter based starter panel with RTU Division No.2 Amritsar | 24 | A
185 | 185 | 4167- Soft starter based starter panel with RTU Div No.1, Patiala | 24 | A
186 | 186 | 4167- Soft starter based starter panel with RTU Fazilka | 24 | A
187 | 187 | 4167- Soft starter based starter panel with RTU Fzr At Zira | 24 | A
188 | 188 | 4167- Soft starter based starter panel with RTU Malerkotla | 24 | A
189 | 189 | 4167- Soft starter based starter panel with RTU Sangrur | 24 | A
190 | 190 | 4167- Soft starter based starter panel with RTU No.2, Tarn Taran | 24 | A
191 | 191 | 4167- Soft starter based starter panel with RTU SAS Nagar | 24 | A
192 | 192 | 4167- Soft starter based starter panel with RTU Ropar | 24 | A
193 | 193 | 4167- Kapurthala Flow Meter | 24 | A
194 | 194 | 4167- Kapurthala Wafer type butter fly valve with actuator | 24 | A
195 | 195 | 4167- Kapurthala Soft starter based starter panel with RTU | 24 | A
196 | 196 | 4167- SBS NAGAR Flow Meter | 24 | A
197 | 197 | 4167- SBS NAGAR Wafer type butter fly valve with actuator | 24 | A
198 | 198 | 4167- SBS NAGAR Soft starter based starter panel with RTU | 24 | A
199 | 199 | 4185- Rishbh contractor | 24 | A
200 | 200 | RTU with Panel and UPS compatible (4173 WTP panel) | 24 | A
201 | 201 | IT Items For Project 4139- (PC+ Monitore+ UPS+ Printer) | 24 | A
202 | 202 | 4189- Solar Materails | 24 | A
203 | 203 | 4189- Installation Materils :Saddle, Connduite Pie,Cable Etc | 24 | A
204 | 204 | 4191- Automation Panel - RTU + HMI+ I/O Card | 24 | A
205 | 205 | 4191- Cable +Earthing | 24 | A
206 | 206 | 4191- Chlorine +Acylic Panel | 24 | A
207 | 207 | Split AC 1.5 Ton (air conditioner) | 24 | A
208 | 208 | Hansford Vibration Sensor Cable With 4-Pin M12 Connector and 10 Mtr length | 24 | A
209 | 209 | 8163- RTU SCADA Panel | 24 | A
210 | 210 | 4203- Intake well | 24 | A
211 | 211 | 4203-PLC for CWPH | 24 | A
212 | 212 | 4203-PLC for Filter House-1 | 24 | A
213 | 213 | 4203-PLC Panel Filterl House-2 | 24 | A
214 | 214 | 4203-PLC Panel Filterl House-3 | 24 | A
215 | 215 | 4203-PLC Panel Filterl House-4 | 24 | A
216 | 216 | 4203-PLC for chemical house | 24 | A
217 | 217 | 4203-PLC for chlorination | 24 | A
218 | 218 | 4203- PLC for DG set | 24 | A
219 | 219 | 4197- Devash Automation Panel With HMI,MFM &n ACTUATOR | 24 | A
220 | 220 | Schneider PLC - DI-32,DO-16,AI-5(4-20 mA) | 24 | A
221 | 221 | Schneider PLC DI=42,DO=18, AI=7(4-20 mA) | 24 | A
222 | 222 | Schneider PLC DI=33,DO=15, AI=4(4-20 mA) | 24 | A
223 | 223 | Schneider PLC , DI=25,DO=9, AI=1(4-20 mA) | 24 | A
224 | 224 | Schneider PLC , DI=47,DO=24, AI=4(4-20 mA) | 24 | A
226 | 226 | Local Display Unit (LDU) for RTU/Data logger | 24 | A
227 | 227 | Outdoor Display Board Unit (ODBU) | 24 | A
228 | 228 | Acoustic Doppler Current Profiler (ADCP) having velocity profiling range 0.4 to 40 Meters with compatible DGPS | 24 | A
229 | 229 | 2.4 GHz Telemetry / External Power / SonTek DGNSS Multi-constellation Module for remote data | 24 | A
230 | 230 | SonTek Hydroboard II-Max for RiverSurveyor S5 and M9 systems, 51-in (130-cm) length, 16.4 ft/s (5.0 m/s) maximum velocity. | 24 | A
231 | 231 | SonTek Hydroboard II-Max soft carrying case | 24 | A
232 | 232 | Rechargeable NiMH AA batteries, package of (16) | 24 | A
233 | 233 | ADCP 0-6m with DGPS and all accessories RS5 portable five-beam 3.0 MHz acoustic Doppler current profiling/discharge measurement system | 24 | A
234 | 234 | Battery charger, 16 position, for AA NiMH batteries | 24 | A
235 | 235 | 10-m power & RS232 serial communications cable, compact 8-pin male wet-pluggable to 9-pin D-sub | 24 | A
236 | 236 | Supply of PLC/RTU system with software development of PLC/RTU | 24 | A
237 | 237 | Supply of Shaft Encoder based rotary position sensor with local digital Display | 24 | A
238 | 238 | Supply of 3 Phase VFD Starter panel for each motor of BARRAGE | 24 | A
239 | 239 | Supply of Data logger/RTU with 2 channel input type with GPRS/GSM based telemetry & enclosure | 24 | A
240 | 240 | Supply of Main PLC Controller system with firm ware | 24 | A
241 | 241 | Supply of IT Hardware, which includes required Static IP, Router with modem, Switch, firewall system and A3 / A4 color printer | 24 | A
242 | 242 | SITC of SCADA Automation System -RK Order | 24 | A
243 | 243 | 4136-A Afcons T W AUTOMATION SYS FOR PUMP PLANT 10HP | 24 | A
244 | 244 | 4136-A Afcons T W AUTOMATION SYS FOR PUMP PLANT 12.5HP | 24 | A
245 | 245 | 4136-A Afcons T W AUTOMATION SYS FOR PUMP PLANT 15HP | 24 | A
246 | 246 | 4136-A Afcons T W AUTOMATION SYS FOR PUMP PLANT 17.5HP | 24 | A
247 | 247 | 4205 PH & Conductivity sensor with transmitter each one at Outlet of Raw water tank | 24 | A
248 | 248 | 4205CIMCON make flowchart programmable RTU 6000 with suitable enclosure. DI=40, DO=16, AI=8 (4-20 mA), with keyboard, display, ARM 7 processor, with SD card socket, battery backup, DI # 16 - power fail. GSM Based Remote Terminal Units with Analog and Digital parameter and features as specified to store and transmit data on GSM as Backbone to control room. | 24 | A
249 | 249 | 4200- CIMCON make automation panel and actuator comprises of following components. Intakewell | 24 | A
250 | 250 | 4200-CIMCON make automation panel and actuator comprises of following components. CWR1 Pump House | 24 | A
251 | 251 | 4200-CIMCON make automation panel and actuator comprises of following components. CWR2 Pump House | 24 | A
252 | 252 | UP JJM Server with Below Specfication: 16 GB RAM (expandable to 32 GB) 512 GB SSD Windows Server OS 2019 or higher MSSQL 2015 or higher Xeon processor | 24 | A
253 | 253 | 4200-Supply of CIMCON make butterfly valve with single phase actuators, size 100 mm (4 Nos) & 125 mm (4 Nos), PN -1.6 | 24 | A
254 | 254 | 4200-Supply of CIMCON make butterfly valve with single phase actuators, size 100 mm (6 Nos) & 125 mm (2 Nos), PN -1.6 | 24 | A
255 | 255 | Anutech-Solar Based Tubewell without PUMP VFD - Combined Panel (Automation Panel, Actuator Panel with ControlPanel ) | 24 | A
256 | 256 | TUBEWELL Panel HSC | 24 | A
001 | 001 | TW WITH 15 KW SOFT STARTER, APR AND 3 NOS. ACT PANEL | 24 | B
002 | 002 | ZPS PANEL WITH 3 NOS. 42 KW SOFT STARTER, APR AND 4 NOS. ACT. PANEL | 24 | B
003 | 003 | ZPS PANEL WITH 3 NOS. 22 KW SOFT STARTER, APR AND 4 NOS. ACT. PANEL | 24 | B
004 | 004 | ZPS PANEL WITH 3 NOS. 15 KW SOFT STARTER, APR AND 3 NOS. ACT. PANEL | 24 | B
005 | 005 | PLC PANEL-3 FOR SOUTH ZOE | 24 | B
006 | 006 | PLC PANEL-4 FOR SOUTH ZOE | 24 | B
007 | 007 | PLC PANEL-5 FOR SOUTH ZOE | 24 | B
008 | 008 | MIMIC+ PLC CONTROL PANEL-1 | 24 | B
009 | 009 | MIMIC+ PLC CONTROL PANEL-2 | 24 | B
010 | 010 | 6 CHANNEL PSU PANEL | 24 | B
011 | 011 | 8 CHANNEL PSU PANEL | 24 | B
012 | 012 | RTU PANEL with 16 EM for TCL | 24 | B
013 | 013 | Energymeter Panel | 24 | B
014 | 014 | WOODEN BOX EXPORT QUALITY | 24 | B
015 | 015 | ZPS PANEL WITH 3 NOS. 62 KW SOFT STARTER, APR AND 5 NOS. ACT. PANEL | 24 | B
016 | 016 | Sankar Vihar VFD Panel-1 with 03 nos. 25HP VFD starter, 03 nos. MFM, | 24 | B
017 | 017 | Sankar Vihar VFD Panel-2 with 02 nos. 50HP VFD starter, 02 nos. MFM, | 24 | B
018 | 018 | OLD VRC VFD panel-1 with VFD 50HP rating , 02 nos. + multifunction meter 02 nos. | 24 | B
019 | 019 | OLD VRC VFD panel-2 with VFD 50HP rating , 01 nos. & 75HP 01 Nos. + multifunction meter 02 nos. | 24 | B
020 | 020 | NEW VRC VFD panel-1 with VFD 40HP rating, 03 nos., + multifunction meter 03 nos. | 24 | B
021 | 021 | NEW VRC VFD panel-2 with VFD 40HP rating, 01 nos & 50HP 01nos. + multifunction meter 02 nos. | 24 | B
022 | 022 | Yoginder Vihar VFD panel-1 with VFD 40HP rating 03 nos., + multifunction meter 03 nos. | 24 | B
023 | 023 | Anuj Vihar VFD Panel-1 with 03 nos. 25HP VFD starter, 03 nos. MFM, | 24 | B
024 | 024 | Nodal Point 1 additional area level monitoring Panel with 01 nos. SMPS, 01 nos. Process indicator and 1 nos Wiman Modem. | 24 | B
025 | 025 | WTP Filter Bed panel , RTU with 3 phase valve operation for 3 nos. and 5 nos. provision. | 24 | B
026 | 026 | COMMISSSIONING SPARE FOR SOLAR SALT RTU Panel System (1) ULT (0-10Mtr)-01 Nos, (2) PT 0-16 Bar -05 nos. (3) EM- 8 Nos. (4) Copper cable 2C, 6C and 10 c x 1.5, sq mm etc. (Lot) | 24 | B
027 | 027 | RTU 9000 Panel Complete Set | 24 | B
000 | 000 | NA | 24
001 | 001 | ADDITIONAL MATERIAL | 24
002 | 002 | TRIFOLITE TAG | 24
003 | 003 | SHORT LINKS | 24
004 | 004 | PLC | 24
005 | 005 | 8 RELAY OUTPUT MODULE | 24
006 | 006 | 16 RELAY OUTPUT MODULE | 24
007 | 007 | 24 CHANEL MIX MODULE | 24
008 | 008 | 8 CHANEL DIGITAL INPUT | 24
009 | 009 | 220 V AC COIL FOR SCHNEIDER CONTACTOR | 24
010 | 010 | EXTENDED ROTARY HANDEL FOR MCCB | 24
011 | 011 | FX3U-32BL BATTERY | 24
012 | 012 | O RING 67X7 | 24
013 | 013 | FX5-4AD-ADP-BS | 24
014 | 014 | SW1DNDING-GXW3-E PLC SOFTWARE | 24
015 | 015 | Hardware Accessories (Flange, Nut, Volt, Washer, Anchor fastner,& Gasket) | 24
016 | 016 | GI Accessories 1" , 1/2" , 3/4' Nipple, 1", 1/2", 3/4" Elbow, 1", 1/2", 3/4" Tee, 1",1/2",3/4" Union, Hex nipple, Bush etc.) | 24
017 | 017 | Cost of Installation, Armoured power cable, Motor and controliing Flexible Cable with required accessories Gland, tray, pipes & integration of actuators, Flow meters and Other instruments | 24
018 | 018 | SC simplex coupler adapter (Fiber accessories) | 24
019 | 019 | Adapter panel complete (Fiber Accessories) | 24
020 | 020 | RD6018W Dc power supply Variable adjustable module | 24
001 | 001 | 40W SOLAR PLATE | 24 | E
002 | 002 | 80W SOLAR PLATE | 24 | E
003 | 003 | 100 W SOLAR PLATE WITH 12V/40 AH BATTERY | 24 | E
004 | 4 | Solar charger 10A @12V/24V | 24 | E
001 | 001 | SODIYAM HYPO CHLORIDE | 24 | F
002 | 002 | DISTILLED WATER | 24 | F
003 | 003 | MAGNETIC STIRRER WITH HOT PLATE 2 LTR | 24 | F
004 | 004 | MAGNETIC PTFE | 24 | F
005 | 005 | GRAD.PIPETTE 10 ML LALCO | 24 | F
006 | 006 | CONICAL 250 ML | 24 | F
007 | 007 | CONICAL 500 ML | 24 | F
008 | 008 | CONICAL 1000 ML | 24 | F
009 | 009 | BEAKER 500 ML LALCO | 24 | F
010 | 010 | BEAKER 1000 ML LALCO | 24 | F
011 | 011 | SENSOR TESTING ADOPTER | 24 | F
012 | 012 | 4000 NTU SOLUTION STANDARD | 24 | F
013 | 013 | RO WATER PUMP WITH + PU WHITE PIPE | 24 | F
101 | 101 | PREELAM BOARD | 24 | G
001 | 001 | TROLLY FOR SENSOR TESTING WITH STAND AND TRNASPORTATION | 24 | H
002 | 002 | Chakker Plate Fabrication and installation | 24 | H
003 | 003 | ALUMINUM FABRICATED LADDER FOR ADVM SENSOR | 24 | H
004 | 004 | DAM GATE DESIGN FABRICATION STRUCTURE | 24 | H
005 | 005 | PREFABRICATED CABIN SIZE 6 X 6 X 8 FT | 24 | H
006 | 006 | FABRICATE ROUND MS PLATE FOR CAMERA JB | 24 | H
001 | 001 | PROCESS INDICATOR | 24 | I
002 | 002 | PIC-38 | 24 | I
003 | 003 | AC to DC transducer | 24 | I
001 | 001 | AIR TEMP,WIND SPEED,SOLAR RADIATION,RAIN GAUGE,AIR PRESSURE -SENSOR | 24 | J
001 | 001 | SOLID SHAFT ENCODER | 24 | K
001 | 001 | WEIGING SCALE 100 kG X10 GM SIZE 500 X 500 MM | 24 | M
001 | 001 | ADVM SENSOR- 20 M - SL1500 | 24 | N
002 | 002 | ADVM SENSOR - 20 -120 M - SL500 | 24 | N
001 | 001 | EMI FILTER component, 20Amp rating | 24
001 | 001 | 6 amp | 24 | U
002 | 002 | 10 Amp | 24 | U
101 | 101 | 12 Amp Single Phase Stabilizer | 24 | U
001 | 001 | 350VA | 24 | V
002 | 002 | 750VA | 24 | V
003 | 003 | 1kva | 24 | V
004 | 004 | 2KVA | 24 | V
005 | 005 | 300VA | 24 | V
001 | 001 | 1.5 sqmm2 core+1.5sqmm 4core+1.5sqmm 10core+1'Conduit Pipe+1.5"Conduit Pipe +relay+lugs | 24 | Z
002 | 002 | 1 Sq.mm 2C+ 1.5 Sq.mm 3C+ 4Cx 4 Sq.mm+1Sq.mm 5C and 1 Sq.mm 7 C cable | 24 | Z
001 | 001 | 12V/150 Ah Battery | 24 | P
001 | 001 | 1 KVA Solar Inveter | 24 | O
002 | 002 | 2 KVA Solar Inveter | 24 | O
001 | 001 | KIT KAT 100amp | 24 | AA
002 | 002 | KIT KAT 200 amp | 24 | AA
003 | 003 | KIT KAT 250 amp | 24 | AA
004 | 004 | KIT KAT 300 amp | 24 | AA
005 | 005 | KIT KAT 400 amp | 24 | AA
006 | 006 | KIT KAT 500 amp | 24 | AA
001 | 001 | 8 meter +2corex1.5 sqmm cable | 24
001 | 001 | INTEL XEON Processor / Latest,DDR4 DIMMs at up to 2400 MT/s 12 DIMM: 128 GB, 4*1.2TB Raid , rack mounting | 24 | R
001 | 001 | Blank Lables | 25 | A
002 | 002 | ISLC Lable | 25 | A
003 | 003 | CIMCON LABLE STICKER | 25 | A
003 | 003 | PRESSURE TRANSMITTER | 25 | A
004 | 004 | HYDRO STATIC PRESSURE TRANSMITTER | 25 | A
005 | 005 | RADAR LEVEL TRANSMITTER CIMCON MAKE | 25 | A
001 | 001 | Resin Ribbon | 25 | B
001 | 001 | ACRYLIC 2400MM*1200MM | 25
001 | 001 | BOX FILE | 25 | D
001 | 001 | ROOM FRESHNER | 25 | E
001 | 001 | PAPER CUTTER BIG 18 MM | 25 | F
001 | 001 | CD COVER | 25 | G
001 | 001 | CELLOTAPE DISPENSER B | 25 | I
001 | 001 | ARTLINE PRINT MARKER | 25 | J
001 | 001 | A4 PRINT PAPER 70 GSM | 25 | K
000 | 000 | NA | 26 | R
001 | 001 | 10 mm | 26 | R
002 | 002 | 20 mm | 26 | R
003 | 003 | 25 mm | 26 | R
001 | 001 | 50 mm | 26 | I
002 | 002 | 65 mm | 26 | I
003 | 003 | 80 mm | 26 | I
000 | 000 | NA | 26
001 | 001 | 50 MM | 26
002 | 002 | 65 MM | 26
003 | 003 | 80 MM | 26
020 | 020 | 20 MM | 26
025 | 025 | 25 MM | 26
000 | 000 | NA | 26 | W
001 | 001 | MMT, Size 325*260*180 | 26 | W
000 | 000 | NA | 27 | A
001 | 001 | Armoure packing 80*80*20 mm | 27 | A
002 | 002 | UNPRINTED PLY BOX 605*385*300 | 27 | A
003 | 003 | 585*360 MM PLATE | 27 | A
004 | 004 | WOODEN BOX 20*18*16 | 27 | A
005 | 005 | WOODEN BOX 19*14*14 | 27 | A
006 | 006 | WOODEN BOX 18*13*23 | 27 | A
007 | 007 | PLY BOX 500*310*230 MM | 27 | A
001 | 001 | DOWSIL RTV SEALANT | 27 | F
001 | 001 | STRETCH FILM 12 " | 27 | G
001 | 001 | BUBBLE ROLE | 27 | H
001 | 001 | CELLOTAPE 1" 65 MTR | 27 | I
000 | 000 | NA | 28 | P
001 | 001 | 0 to 10 kg/Sq cm | 28 | A
002 | 002 | 500 to 5000 Hz | 28
003 | 003 | Range 1000 mm of wc | 28 | E
004 | 004 | depth upto 39 m | 28 | C
005 | 005 | DAS 48 channel | 28 | M
006 | 006 | Expansion module | 28 | Q

## SubCategory
sub_category_code | sub_category_name | main_category_id
A | Analog | 1
D | Digital | 1
A | TOUCH SCREEN | 3
B | KEYBOARD AND DISPLAY | 3
C | TOUCH SCREEN AND KEYBOARD | 3
S | SMART TYPE | 4
A | STANDARD (4-20 mA) | 4
H | HART TYPE | 4
A | ONLINE | 5
B | OFFLINE | 5
C | BATTERY STAND | 5
D | DG SET | 5
E | STABILIZER | 5
F | UPS ACCESSORRIES | 5
A | ALUMINIUM ARMORED | 6
C | 1100 V, XLPE INSULATED COPPER ARMORED | 6
F | FLEXIBLE | 6
W | WIRE | 6
M | FLAT CABLE (MOTOR) | 6
I | INSTRUMENTATION ARMORED | 6
O | OFC | 6
S | SHIELDED ARMORED | 6
T | SHIELDED BRAIDED FLEXIBLE | 6
D | DC CABLE | 6
E | 3+1 copper coaxial Cable -CCTV | 6
F | cable Set | 6
B | Ethernet Cable | 6
A | DIAL TYPE ANALOG 4 " | 7
B | DIAL TYPE ANALOG 6 " | 7
C | DIGITAL | 7
R | REMOTE TYPE | 8
I | INTEGRAL TYPE | 8
B | BATTERY OPERATED | 8
F | FULL BORE | 8
G | FLOW METER SPARE PARTS | 8
D | Digital Water Meter | 8
E | Mechanical Flow Meter | 8
F | Flow Meter Dispaly | 8
G | Insertion type | 8
A | FLOAT TYPE LEVEL SWITCH | 9
B | ULTRASONIC LEVEL TRANSMITTER | 9
C | RADAR LEVEL TRANSMITTER | 9
D | CAPACITANCE LEVEL TRANSMITTER | 9
E | HYDROSTATIC LEVEL TRANSMITTER | 9
F | BATTERY OPERATED ULTRASONIC | 9
G | LOH (LOSS OF HEAD) | 9
H | ROF (RATE OF FLOW) | 9
CLT | CHLORINE SENSOR & TRANSMITTER | 10
TUT | TUBIDITY SENSOR & TRANSMITTER | 10
PHT | PH SENSOR & TRANSMIEET | 10
D | CHLORINE DOSER | 10
CLS | CHLORINE SENSOR | 10
TUS | TUBIDITY SENSOR | 10
PHS | PH SENSOR | 10
CDO | CHLORINE DOSER | 10
CTA | CHLORINE & Turbidity SENSOR & TRANSMITTER | 10
FLC | Flow Cell | 10
CT | COMBINE CHLORINE DOSER (EDOSE) +TANK | 10
CNT | Conductivity Sensor & Transmitter | 10
CT | COMBINE CODE FOR CHLORINE DOSER +TANK+ CABLE | 10
CT | COMBINE CHLORINE DOSER(VERITO) +TANK | 10
| pH sensor with built in Transmitter | 10
P | Total Dissolved Solids | 10
MP | Multi parameter Transmitter | 10
R | CHLORINE | 10
S | ORP SENSOR | 10
T | Dissolved Oxygen (DO )SENSOR | 10
A | CABLE TIE | 11
B | LUGS/HTcable termination kit | 11
C | TERMINAL BLOCKS | 11
D | GLAND | 11
E | FERRULES | 11
F | DIN RAIL | 11
G | SPIRAL | 11
H | INSULATION TAPES | 11
I | Wooden screw | 11
J | Roll Plug | 11
K | ANCHOR FASTNER | 11
L | SADDLE | 11
M | PVC Conduit Pipe | 11
N | Metal Flexible Pipe | 11
O | PVC Tee/BAND | 11
P | CABLE TRAY | 11
Q | HDPE PIPE | 11
R | PVC Flexible Pipe | 11
S | POWER EXTENSION BOARD | 11
T | CREDAL | 11
U | EARTHING | 11
V | SOLAR LED STREET LIGHT | 11
W | LIMIT SWITCH | 11
X | Encoder Coupler | 11
Y | THIMBLE | 11
Z | Electrical PVC Juncation Box | 11
AA | CRC Spray | 11
A | RF 2.4 GHZ | 12
B | RF 5.8 GHZ | 12
C | GSM | 12
D | GPRS | 12
E | 3G GPRS | 12
F | 4G GPRS | 12
G | 4G DUAL SIM GPRS | 12
I | 5G GPRS | 12
H | NB-IOT | 12
L | LoRa Gateway | 12
M | Serial Convertor | 12
N | Data Logger inbuilt battery operated | 12
A | SURGE PROTECTOR DEVICES | 13
B | SMPS | 13
C | DIN RAIL KIT | 13
D | THEMOSTAT | 13
E | RELAY/Door Limit Switch | 13
F | MPR | 13
G | MULTIFUNCTION METER | 13
H | Magnet | 13
I | FAN | 13
J | Battery | 13
K | CHARGER | 13
L | MCB | 13
M | ADD-On Block | 13
N | Panel Color spary | 13
O | VFD/Starter | 13
P | PANEL LOCK | 13
Q | PUSH BUTTON SELECTOR 2 POSITION | 13
R | HANDLE | 13
S | RTD PANEL TEMP | 13
T | INDICATION LAMP /Panel Light | 13
U | POWER CONTACTOR | 13
V | Indicator / Door Limit Switch | 13
W | Y-D Timer | 13
X | Selector Switch/Change Over Switch | 13
Y | MCCB | 13
Z | CT | 13
AA | RELAY BASE | 13
AB | CHANGE OVER SWITCH | 13
AC | Over Voltage /Undervotage Device | 13
AD | Contactor Coil | 13
AE | Contactor KIT | 13
AF | Capacitor contactor | 13
AG | Voltmeter | 13
AH | Ampear Meter | 13
AI | Clock Timer | 13
AJ | Capacitor | 13
AK | HRC FUSE | 13
AL | Panel Stand | 13
A | FIBER ACCESSORIES | 14
B | LAN ACCESSORIES | 14
C | FIBER CONVERTER | 14
D | NETWORK ENCLOSURE | 14
E | POWER STRIP SOCKET | 14
F | LAPTOP | 14
G | LCD MONITOR | 14
H | SERVER | 14
I | CONVERTOR | 14
J | POE SWITCH | 14
K | DESKTOP COMPUTER | 14
L | 15 " INCH TOUCH SCREEN DESKTOP COMPUTER | 14
M | COMPUTER ACCESSORIES | 14
N | LAOTOP ACCESSORIES | 14
O | Server Rack 24u 600*1000 with accessories | 14
P | PRINTER | 14
R | Router | 14
S | CABINET FINGERS | 14
T | PROCESSOR | 14
U | DDR4 RAM | 14
V | kEYBOARD | 14
W | MOTHERBOARD | 14
X | SSD/HDD | 14
Y | LED MONITOR | 14
Z | CAMERA | 14
A | FREIGHT | 15
B | INSTALLATION LABOUR | 15
C | ELECRTIFICATION | 15
D | PACKING CHARGES | 15
E | CALIBRATION SERVICES | 15
F | REPAIRING | 15
G | TPI | 15
H | HOTEL | 15
I | Site Survey | 15
T | TESTING SERVICES | 15
A | REFRENCE CELL | 16
B | Coupan | 16
A | BALL VALVE | 17
B | SLUICE VALVE | 17
C | BUTTERFLY VALVE | 17
D | GATE VALVE | 17
E | SOLENOID VALVE | 17
F | BALL VALVE WITH ACTUATOR | 17
G | BUTTERFLY VALVE WITH ACTUATOR | 17
H | GATE VALVE WITH ACTUATOR | 17
I | 1 PHASE QUARTER TURN ACTUATOR | 17
J | 3 PHASE MULTI TURN ACTUATOR | 17
K | SPARE FOR ELECTRICAL ACTUATOR | 17
L | PRESSURE REDUCING FLOW CONTROL VALVE | 17
M | Modulating Flow control valve | 17
A | RTU PANEL | 18
B | RTU + SCADA PANEL | 18
C | RTU + SCADA+ACT PANEL | 18
D | RTU + ACT PANEL | 18
E | STP PANEL +FILTER BED PANEL | 18
F | STAR DELTA PANEL | 18
G | SOFT STARTER PANEL | 18
H | VFD PANEL | 18
I | TLP BOX | 18
J | JUNCTION BOX | 18
K | ATS PANEL | 18
L | APR PANEL | 18
M | MCCB BOX | 18
F | FEEDER | 18
O | CANOPY | 18
P | RTU+SCADA+ACT+STARTER | 18
Q | FABRICATION BOX | 18
T | ATS CUM APR | 18
R | Energy meter Panel | 18
S | PVC JUNCTION BOX | 18
U | RTU +TW VFD+ACT VFD + SOLAR PDB | 18
V | WATER QUALITY INSTRUMENT PANEL | 18
W | ACTUATOR PANEL | 18
X | SFU BOX | 18
Y | TW VFD + Dosing Pump Controlling (1w+1s) + Solar PDB+Space for 2 Nos 3Phase ACT | 18
Z | DOL Starter | 18
N | CHANGEOVER SWITCH | 18
AA | Main Switch With Enclouser | 18
AB | HT PANEL (6.6KV) WITH SOFSTARTER | 18
AC | DATA LOGGER PANEL | 18
AD | MCCB BOX | 18
A | GI PIPE | 19
B | PVC PIPE | 19
C | SS ACCESSORIES | 19
D | PVC Conduit Pipe | 19
E | Flexible Pipe | 19
F | TEE | 19
G | MS SECTION | 19
H | MS NUT BOLTS | 19
I | PTFE TAPE /CEMET ACCESSORIES | 19
J | MS FLANGE | 19
K | HOLDTITE 200gm | 19
L | GI FLANGE | 19
M | MS ACCESSORIES | 19
N | GI ACCESSORIES | 19
O | PVC ACCESSORIES | 19
P | MIS ACCESSORIES | 19
Q | UPVC Pipe | 19
R | UPVC ACCESSORIES | 19
S | PU ACCESSORIES | 19
T | BRASS ACCESSORIES | 19
U | COLOR PAINT /Gasket | 19
V | CI MATERIAL | 19
W | HYLAM FLANGE | 19
X | TANK | 19
Y | Ductile Iron | 19
Z | Jute for threading | 19
A | LIGHTING PRODUCTS | 20
B | AUTOMATION PRODUCTS | 20
C | Fire Alarm Products | 20
D | Vibration Products | 20
E | iEdge 360 Platform Lic. | 20
F | PSP product | 20
O | OUTSOURCES | 21
C | CIMCON | 21
L | LENOVO | 21
A | LICENSE SOFTWARE | 21
S | SOURCES | 22
M | MEASUREMENTS | 22
T | TOOLS | 22
A | SAFETY KIT | 22
B | Drill Machine | 22
A | BRICKS | 23
B | SAND | 23
C | CEMENT | 23
D | CONCRETE | 23
E | False Ceiling | 23
A | PLC/RTU COMPLETE SET | 24
B | PANEL COMPLETE SET/PANEL Component | 24
C | PACKING MATERIAL | 24
D | ADDITIONAL MATERIAL/Sensor/Sales Items Code/ Display Board | 24
E | SOLAR PLATE | 24
F | CHEMICAL | 24
G | WOODEN | 24
H | FABRICATION/ Earthing /Lighting Arreseter | 24
I | PROCESS INDICATOR | 24
J | WEATHER SENSOR/CANAL Monitoring Sensor | 24
K | ENCODER | 24
L | ANALOG MODULE | 24
M | WEIGHING SCALE | 24
N | ADVM SENSOR | 24
O | Solar Inverter/ Stabilizer | 24
P | Battery | 24
Q | RTU with Panel Complete Set | 24
R | IT items | 24
S | Audit | 24
T | Cable/Earthing | 24
U | Solar Charger | 24
V | Isolation transformer | 24
W | Buy back | 24
X | Street Light Pole with Installation | 24
Y | Bridge Rectifier AC/DC Converter | 24
Z | Cable+Conduit Pipes+Relay+Flexible Pipe+Relay+lugs | 24
AA | KITKAT | 24
AB | Ultrasonic level sensor +2corex1.5 sqmm Cable | 24
AC | Mini RTU+Energy meter+AC Relay with Base+ DC Relay with Base | 24
A | Lable | 25
B | Ribbons | 25
C | ACRYLIC | 25
D | FILE | 25
E | ROOM FRESHNER | 25
F | PAPER CUTTER | 25
G | CD COVER | 25
I | DISPENSER | 25
J | MARKER | 25
K | A4 PRINT PAPPER | 25
R | REMOTE TYPE | 26
I | INTEGRAL TYPE | 26
B | ULTRASONIC BATTERY OPERATED WITH LORA MODEM | 26
W | Water Meter Box | 26
A | AROMOUR | 27
B | PLY BOX | 27
C | PLY PLATE | 27
D | HONEYCOMB | 27
E | WOODEN BOX | 27
F | SEALANT | 27
G | STRETCH FILM | 27
H | BUBBLE ROLL | 27
I | CELLOTAPE | 27
A | Vibrationg Wire Piezometer | 28
B | Portable digital readout unit | 28
C | Digital inclionometer probe | 28
D | ABS casing with fixed coupling | 28
E | Seepage Measurement Dam (900x450x3mm) | 28
F | Surface settlement point on parapet wall | 28
G | Surface settlement point on embankment | 28
H | Automatic water level recorder (elect.) | 28
I | Automatic weather station | 28
J | Strong motion accelerograph | 28
K | Wireless Data Transmission | 28
L | AC Stabilizer | 28
M | Data Acquisition System (48 channel) | 28
N | Mounting Cabinet - For DAS | 28
O | Strong motion accelerograph | 28
P | Accessories | 28
Q | Channel Expansion Module (DAS) | 28

## Make
make_code | make_name | main_category_id
SI | Siemens | 1
OM | Omron | 1
RE | RENU | 3
SC | SCHNEIDER | 3
MI | MITUSBISHI | 3
UN | UNIMAT | 3
PR | PROFACE | 3
ST | STANDARD | 3
CI | CIMCON | 3
KN | KINCO | 3
ST | STANDARD | 4
SI | SIEMENS | 4
GE | GEMS | 4
MI | MICROSENSOR | 4
BA | BAUMER | 4
DN | DANFOSS | 4
XT | XYT | 4
EN | ELECTRONET | 4
LU | LUMINOUS | 5
MI | MICROTEK | 5
IB | IBALL | 5
AP | APC | 5
FU | FUJI | 5
ST | STANDARD | 5
BP | BPE | 5
HI | HITACHI | 5
KR | KRILOSKAR - | 5
FS | FSP | 5
NA | Not applicable | 5
EV | EVM | 5
PO | POLYCAB | 6
FI | FINOLEX | 6
HA | HAVELLS | 6
KE | KEI | 6
RR | RR KABEL | 6
LA | LAPP | 6
GL | GLOSTER | 6
DL | D-LINK | 6
AM | AIRMASTER | 7
HG | H GURU | 7
CI | CIMCON | 7
NA | NA | 8
SB | SBEM | 8
SI | SIEMENS | 8
FT | FLOW TECH | 8
EL | ELECTRONET | 8
MI | MICROSENSOR | 8
PL | PELTEK | 8
CM | CIMCON | 8
AD | ADMAS | 8
PR | PRV | 8
NA | Not Applicable | 9
PT | PUNE TECHTROL | 9
SI | SIEMENS | 9
BA | BANNER | 9
EL | ELECTRONET | 9
MI | MICROSENSOR | 9
DS | DAVISON | 9
BE | BEIJING GALLOP HIGH & NEW TECH CO LTD | 9
ST | STANDARD | 9
SB | SBEM | 9
SP | SAPCON | 9
CI | CIMCON | 9
NA | Not Applicable | 10
BC | B&C | 10
AB | ABB | 10
FL | FLUDINGS | 10
SU | SUPREME | 10
TO | TOSHCON | 10
ED | EDOSE | 10
NN | NANING NOBO INSTRUMENT CO. LTD | 10
SH | SHANGHAI LANCHANG AUTO TECHNOLOGY CO. LTD | 10
VT | VERITO | 10
CI | CIMCON | 10
JI | JIGO | 11
PA | PANDUIT | 11
KS | KSS | 11
ST | STANDARD | 11
PR | PRECISION | 11
DT | DUDHAT | 11
AE | ADISHWAR ELECTRICAL | 11
RE | RAJ ELECTRO CONTROL | 11
VS | VIDHYUT SALES CORPORATION | 11
TR | TRUE POWE LTD | 11
NO | NOTION ELECTRONICS PVT LTD | 11
JK | JK ENTERPRISE | 11
PC | Prince | 11
LB | LB ENTERPRISE | 11
CB | Chauhan brothers | 11
NA | Not Applicable | 11
AE | AERA | 11
MG | MG | 11
FB | Fibox | 11
KA | KALRE | 11
RO | ROBUSTEL | 12
RO | ROBUSTEL | 12
TE | TELTRONIKA | 12
SW | Sheetal Wireless | 12
WI | WIMAN | 12
AD | ADAM | 12
DY | Dynalog | 12
SB | SBEM | 12
GI | GIC | 12
SC | Schneider | 12
NA | NA | 13
PH | PHOENIX | 13
CI | CITEL | 13
CC | CIMCON | 13
AP | APT | 13
SA | SALZER | 13
BC | BCH | 13
PL | PLA | 13
MI | MINILEC | 13
SE | SECURE | 13
SL | SELEC | 13
VI | VISHWAKARMA | 13
RI | QUALTEK/RITTAL | 13
AB | ABB | 13
EX | EXIDE | 13
PA | PANTAGONE | 13
LT | L&T | 13
LO | LOCTITE | 13
ST | STANDARD | 13
HP | HPL | 13
SC | Schneider | 13
CG | CROMPTON GREVES | 13
OM | OMRON | 13
CI | CIMCON | 13
MW | MEANWELL | 13
WO | WORLDSUNLIGHT | 13
CH | CHINT | 13
AC | ACON | 13
RE | REPUTED | 13
MP | Micro Power | 13
DE | DELIXI | 13
RI | RISHABH | 13
SE | SIEMENS | 13
GI | GIC | 13
EP | EPCOS | 13
ES | ESBEE | 13
DL | D-LINK | 14
PL | PLANET | 14
TL | TP LINK | 14
RI | Rittal | 14
ST | STANDARD | 14
HP | HP | 14
LN | LENOVO | 14
SY | Syrotech | 14
FI | FINGERS | 14
IN | INTEL | 14
BR | BROTHER | 14
HI | HIKVISION | 14
CP | CP PLUS | 14
DG | DGNET | 14
LM | LUMINIOUS | 14
MT | MICROTEK | 14
AO | AOC | 14
SM | SAMSUNG | 14
AT | ATEN | 14
CN | CANON | 14
DE | DELL | 14
SO | SOPHOS | 14
SA | SANDISK | 14
XI | xiaomi | 14
SB | SBB | 14
XG | Xexagon | 14
NA | Not Applicable | 14
MX | MOXA | 14
KI | K7 | 14
ZB | ZEBRONICS | 14
CI | CIMCON | 14
GI | GIRIRAJ CABLE | 15
DE | DEV ELECTRICAL | 15
BA | BALAJI PALLETES | 15
NK | NKS ENTERPRISE | 15
VI | VIJAY ENG.WORK | 15
DH | DHANVI ROAD CARRIER | 15
TR | TRADITIONAL CARRIER PVT LTD | 15
TE | TEJAS TECHNOCRACY | 15
NA | NATIONAL MOTORS | 15
DA | DIRECT ARRANGE BY VENDOR | 15
PA | PARIKH SWITCHGEAR | 15
NU | NUTRON SYSTEM | 15
TU | TUV | 15
TO | TOSHCON | 15
PQ | PQS CERTIFICATION | 15
VR | VIHAAN RO SERVICE | 15
KV | KV TECHNOLOGY | 15
NE | NEXUS INFOTECH | 15
TL | TESTING ELECTRICAL STANDARDS LABORATORY (TESLA) | 15
RI | RIVER VIEW HOTELS | 15
SH | Sheetal Wireless | 15
NE | NEXTGEN POWER CONTROL | 15
KN | Krupa network | 15
SM | SMR Service | 15
TH | THEMIS AUTOMATION | 15
SM | SAMSUNG | 15
PR | PARIN | 15
CI | CIMCON | 15
EE | M/s Engineering and Environmental Solution Pvt Ltd | 15
KR | KRISHANT ELECTRICAL | 15
TR | TRUE POWER LTD | 15
NA | STANDARD OR NOT APPLICABLE | 15
ZU | ZULU (CONTROL PLUS) | 16
MC | McMiller | 16
SA | SARK | 16
LT | L&T | 17
AO | AUDCO | 17
SD | SD TORK | 17
MA | MARSH | 17
EL | ELGER | 17
RO | ROTORK | 17
AU | AUMA | 17
AN | ANTRIKSH | 17
ST | STANDARD | 17
CA | CARE Pneumatic | 17
CA | CAIR | 17
KR | KRISHANT | 18
PR | PURVAX | 18
SA | SAFETEK | 18
TH | THEMIS | 18
AL | ALNICO | 18
ST | STANDARD | 18
EL | ELETTRO | 18
PO | POWERTECH | 18
NE | NEXTGEN CONTROLS | 18
KP | KAIVAL PRODUCTS | 18
RM | Royal metal Lab | 18
VI | VIDHYUT | 18
DI | DIGITAL AUTOMATION | 18
NA | NOT APPLICABLE | 18
RI | RITTAL | 18
LT | L&T | 18
PT | POWERTECH | 18
AN | ANTRIKSHA | 19
PR | PRECISION | 19
ST | STANDARD | 19
WE | WELLWORTH | 19
FE | FINOLEX | 19
AP | ASIAN PAINT | 19
KR | KRISHANT | 19
CO | CONTROQUIP | 19
FI | FILTRA CONSULTANT & ENGINEERING LTD | 19
CB | Chauhan Brothers | 19
LB | LB ENTERPRISE | 19
AS | ASHIRVAD | 19
SP | SPECTRON ROLO PLAST | 19
GI | GUPTA IRON FOUNDARY | 19
AB | NA | 20
AC | 16DI08DO | 20
AD | 16DI16DO | 20
AE | 32DI16DO | 20
AF | 32DI32DO | 20
AG | REDUNDANT | 20
AI | 4AI2DI | 20
GS | GST | 20
SM | SMPS | 20
IO | IO card | 20
CP | CPU | 20
GM | GSM Modem | 20
IT | IO TB | 20
HM | KEyboard/ HMI | 20
DT | DO TB | 20
HR | Harness | 20
LR | Lora Support Modules | 20
00 | NA | 21
01 | MICROSOFT | 21
02 | TQS | 21
03 | QUICKHEEL | 21
04 | SCADA | 21
05 | Think Board | 21
06 | Mobile App (Android/iOS) | 21
NA | NA | 22
MA | MASTECH | 22
ME | MECO | 22
TP | TAPARIA | 22
TL | TESLA | 22
ST | SAMRAT | 22
HI | HILLSON | 22
UN | UNISAFE | 22
XX | NA | 23
SC | SCHNEIDER | 24
SA | SAFETEK | 24
BA | BALAJI PALLETS | 24
TH | Themis | 24
LT | L&T | 24
NS | NUTRON SYSYTEM | 24
AE | AMRUT ENERGY | 24
MI | MITSUBISHI | 24
CH | CHEMLINK CORPORATION | 24
DP | D.P LAB INSTRUMENTS | 24
SH | SHREEJI INSTRUMENT | 24
PB | P.BHARAT KUMAR & MANEKLAL | 24
SP | SP ENGINEERING CO | 24
KR | KRISHANT ELECTRICAL | 24
MS | MULTI SPAN | 24
SR | SIMPLERAY | 24
AZ | AZISTA | 24
JA | JAYSHREE | 24
BE | BHAVNA ENTERPRISES | 24
EN | ENDEAVOUR | 24
XY | XYLEM-SONETEK | 24
MT | MICROTEK | 24
SM | SMR Services | 24
PT | POWERTECH | 24
KI | KRISHNA INDUSTRIES | 24
HG | Hager | 24
CI | CIMCON | 24
RS | R.S COMPANY | 24
EX | EXIDE | 24
EL | ELECOM | 24
LU | Luminious | 24
HP | Hevelet Packard | 24
SE | Siemens | 24
NG | NEXTGEN power control | 24
| POLYCAB | 24
BL | BLACK BOX LIMITED | 24
RI | RIDEN | 24
NA | NA | 25
PA | PARVATHI | 25
IE | INTRACTION ELECTRONICS | 25
SB | STORY BOARD BANGALORE | 25
NA | NA | 26
PE | PELTEK | 26
AE | ARIS ENGINEERS | 26
RE | R.S. ENTERPRISES | 26
ST | STANDARD | 26
| NA | 27
AS | ASIAN THERMOCOLE | 27
BM | BOX MASTER | 27
BP | BALAJI PALLET | 27
ST | STANDARD | 27
DO | DOWSIL | 27
NA | NA | 28
ST | STANDARD | 28
AL | Aimil Ltd. | 28
EA | ESS Australia | 28
WE | Wega | 28
RI | Raj Instrument | 28

## ProductModel
product_model_code | old | product_model_name | main_category_id
001 | 001 | Model 001 | 1
002 | 002 | Model 002 | 1
000 | 000 | NA | 3
001 | 001 | HMIGXU3512 | 3
002 | 002 | FP2070TN-V2 | 3
003 | 003 | GS2107-WTBD | 3
004 | 004 | UH407E,UH-407-4EU01-0AA0 WITH ETHERNET | 3
005 | 005 | iPMU-7-E | 3
006 | 006 | FP2070T-V2 | 3
007 | 007 | M2070HE | 3
008 | 008 | FP4101TN | 3
001 | 001 | DSTP140(075G4029/1056) | 4
002 | 002 | DSTP140(075G4035/1062) | 4
003 | 003 | MPM4891 | 4
004 | 004 | CTX323B22.0 | 4
005 | 005 | CTX323B26.0 | 4
006 | 006 | CTX323B31.0 | 4
007 | 007 | iPT-10-E-24-C1-G-D | 4
008 | 008 | 7MF0300-1TE01-5AM2-Z A00+E00+H01 | 4
009 | 009 | QYB100W | 4
010 | 010 | PT22SD | 4
000 | 000 | NA | 5
001 | 001 | LB1000PRO | 5
002 | 002 | FML11X0001330000 | 5
003 | 003 | ECO VOLT NEO750 | 5
004 | 004 | 22GL4B3AD009801 | 5
005 | 005 | LD2000 EXTERNAL BATTERY | 5
006 | 006 | iBALL NIRANTAR 622 | 5
007 | 007 | 1PH 72V-IB MAX | 5
008 | 008 | KG1-10ASE - KOEL I GREEN | 5
009 | 009 | FP1000VA | 5
010 | 010 | KG4-58.5WS | 5
000 | 000 | DETAILS NOT AVAILABLE | 6
000 | 000 | NA | 7
000 | 000 | NA | 8
001 | 001 | 151 MFM | 8
002 | 002 | FMIPL-EMFM | 8
003 | 003 | MFE600Z-AS0-100-103-1 | 8
004 | 004 | FLOWMAG 900 | 8
005 | 005 | Ware House | 8
000 | 000 | NA | 9
001 | 001 | TUS-ULTRATROL-2P1W | 9
002 | 002 | MPM489W45V1E24 | 9
003 | 003 | MPM489W40V1E24 | 9
004 | 004 | MPM489W75V1E24 | 9
005 | 005 | QT50ULB | 9
006 | 006 | ULT200 B | 9
007 | 007 | iHLT-50-V1-E-02-N | 9
008 | 008 | iRLT-15-E-11 | 9
009 | 009 | ULT-200 | 9
010 | 010 | 138K56 | 9
000 | 000 | NA | 10
001 | 001 | CL3630 | 10
002 | 002 | NEO 6 LPH | 10
003 | 003 | iCL-10 | 10
004 | 004 | iTU-10 | 10
005 | 005 | iPH-10 | 10
101 | 101 | NE0 6 LPH With Set | 10
006 | 006 | iTDS | 10
000 | 000 | NA | 11
001 | 001 | GI PERFORATED WITHOUT COVER WITH COUPLER PLATE AND NUT & BOLTS (IS:277) | 11
002 | 002 | TRINITY TOUCH | 11
003 | 003 | NE1401-18W | 11
004 | 004 | PG-11 | 11
005 | 005 | PG-21 | 11
006 | 006 | ALR04 | 11
000 | 000 | NA | 12
001 | 001 | R2000-4L | 12
002 | 002 | TRB140 | 12
003 | 003 | 4G LITE | 12
004 | 004 | 153 Mains Operated Gateway | 12
005 | 005 | TCSMCNAM3M002P | 12
000 | 000 | NA | 13
001 | 001 | 2910575 | 13
002 | 002 | 1086590 | 13
003 | 003 | MFM376-C-CE | 13
004 | 004 | Q878-ND | 13
005 | 005 | EP2612 | 13
006 | 006 | EP4212 | 13
007 | 007 | ELITE303-2 | 13
008 | 008 | CS7-12 | 13
009 | 009 | HPLTDPB1524131000O0NO | 13
010 | 010 | VSX-48-032 | 13
011 | 011 | CSX-48-045 | 13
012 | 012 | LC1E20 | 13
013 | 013 | FR150T-4T-4.B-H | 13
014 | 014 | iVFD-4T-2.2-CIMCON | 13
015 | 015 | ACTI 9 | 13
016 | 016 | VSX-48-006 | 13
017 | 017 | VSX-48-009 | 13
018 | 018 | LRS-200-24 VDC | 13
019 | 019 | XL7-63A | 13
020 | 020 | CHINT | 13
021 | 021 | LABL2REM24100K | 13
022 | 022 | SF12038HSL2 | 13
023 | 023 | PSC-100B-C | 13
024 | 024 | BT31P1 | 13
025 | 025 | SSM24BIS2.1D | 13
026 | 026 | CDI-SPDG1R5T4 | 13
027 | 027 | CDI-SPDG2R2T4 | 13
028 | 028 | CDI-SPDG7R5T4 | 13
029 | 029 | CDI-SPDG011T4 | 13
030 | 030 | CDI-SPDG030T4 | 13
031 | 031 | LRS-50-24 | 13
032 | 032 | MNX 50 | 13
033 | 033 | Omron G2R-1 230V AC(5 leg Relay) | 13
034 | 034 | RXM2LB2P7 | 13
035 | 035 | MNX02 | 13
036 | 036 | ABL2REM24100K | 13
037 | 037 | Liberty 200- Secuer | 13
038 | 038 | Liberty 500- Secuer | 13
039 | 039 | CDI-SPDG075T4 | 13
040 | 040 | Softstarter | 13
041 | 041 | MFM383A-C-CE | 13
042 | 042 | LRS-75-24 | 13
000 | 000 | NA | 14
001 | 001 | DEM-310GT | 14
002 | 002 | IGSW-24040T-EU | 14
003 | 003 | MGB-TLX | 14
004 | 004 | NCB-C6UGRYR1-2 | 14
005 | 005 | NCB-FS09S-SC1 | 14
006 | 006 | NCB-FS09D-LCSC-3 | 14
007 | 007 | NLU-FSDLSCR-12 | 14
008 | 008 | HP280G6 MT | 14
009 | 009 | IGS-4215-4T2S | 14
010 | 010 | MGB-TL40 | 14
011 | 011 | LENOVO | 14
012 | 012 | HP DJ 2332 | 14
013 | 013 | DGS-1210-10 | 14
014 | 014 | SY GPON 2010-WADONT | 14
015 | 015 | HP 330 | 14
016 | 016 | DES-1005C | 14
017 | 017 | LENOVO DT NEO 50T | 14
018 | 018 | LED SDDE-20-62C6K | 14
019 | 019 | 11QC0000IH | 14
020 | 020 | LED D19 | 14
021 | 021 | TN263 BROTHER PRINTER | 14
022 | 022 | BROTHER DCP-B7535 DW | 14
023 | 023 | HP267 | 14
024 | 024 | LB1000PRO | 14
023 | 023 | HP Laserjet108A | 14
026 | 026 | DIR-615 | 14
027 | 027 | INTELR XEONR(R) E-2314 | 14
028 | 028 | HP PRO TWR 280 G9 MTCORE I3 | 14
029 | 029 | CANON Irc 3226 | 14
030 | 030 | DELL LATITUDE 3520 | 14
031 | 031 | XG87 | 14
032 | 032 | XG107 | 14
033 | 033 | BROTHER DCP-L3551 CDW | 14
034 | 034 | DS-7732NI-K4 | 14
035 | 035 | HP 280 G6 | 14
036 | 036 | DELL 24 " | 14
037 | 037 | SAMSUNG VM55B-U | 14
038 | 038 | DWR 921 | 14
039 | 039 | SBB-SS08NL-1 | 14
040 | 040 | DELL PRECISION 3650 | 14
041 | 041 | DELL POWEREDGE R240 | 14
042 | 042 | HP OFFICEJET PRO 7740 PRO ALLIN ONE | 14
043 | 043 | DS-2DF8C442IXS-AEL T5 | 14
044 | 044 | HP LASERJET 1018 A | 14
045 | 045 | HP CORE i7,8 GB RAM,1 TB HDD | 14
046 | 046 | DELL POWEREDGE R250 | 14
047 | 047 | XC-IS1804 | 14
048 | 048 | NPort 5130A | 14
049 | 049 | HP1188 | 14
050 | 050 | Brother DCP-L3560CDW | 14
523 | 523 | PROJECT CODE | 15
613 | 613 | PROJECT CODE | 15
615 | 615 | PROJECT CODE | 15
809 | 809 | PROJECT CODE | 15
408 | 408 | PROJECT CODE | 15
410 | 410 | PROJECT CODE | 15
409 | 409 | PROJECT CODE | 15
407 | 407 | PROJECT CODE | 15
810 | 810 | PROJECT CODE | 15
411 | 411 | PROJECT CODE | 15
413 | 413 | PROJECT CODE | 15
412 | 412 | PROJECT CODE | 15
525 | 525 | PROJECT CODE | 15
100 | 100 | MARKETING | 15
000 | 000 | NA | 16
000 | 000 | NA | 17
001 | 001 | M120/020/C CLASS 300 | 17
002 | 002 | QT-10 | 17
003 | 003 | QT-5 | 17
004 | 004 | QT-20 | 17
005 | 005 | M120/020/C CLASS 600 | 17
006 | 006 | M80/020/C | 17
007 | 007 | 1250/PN16/250/CI/SGI/BN | 17
008 | 008 | 1250/PN16/300/CI/SGI/BN | 17
009 | 009 | 1250/PN16/150/CI/SGI/BN | 17
010 | 010 | 1250/PN16/80/CI/SGI/BN | 17
011 | 011 | 1250/PN16/200/CI/SGI/BN | 17
012 | 012 | 1250/PN16/100/CI/SGI/BN | 17
013 | 013 | 1250/PN16/350/CI/SGI/BN | 17
014 | 014 | M120/020/E | 17
015 | 015 | M150/020/E | 17
016 | 016 | M200/020/E | 17
017 | 017 | M150/060/MGT 60/E | 17
018 | 018 | M150/060/MSR 75/E | 17
019 | 019 | M150/060/MGT 105/E | 17
020 | 020 | M120/020/C CLASS 150 | 17
021 | 021 | QT-30 | 17
022 | 022 | TTM-L-3PK series | 17
023 | 023 | PRESSURE CONTROL | 17
000 | 000 | NA | 18
001 | 001 | RTU1000 | 18
002 | 002 | RTU3000 | 18
003 | 003 | RTU6000 | 18
004 | 004 | RTU6000+ | 18
005 | 005 | LEVEL SENSOR | 18
006 | 006 | RTU9000 | 18
007 | 007 | INVERTER WITH BATTERY ENCLOSURE | 18
008 | 008 | iCL + iTU TRANSMITTER PANEL | 18
009 | 009 | ULT Size canopy | 18
010 | 010 | RTU 6000 ++ | 18
011 | 011 | ACTUATOR CANOPY | 18
012 | 012 | iFPC | 18
000 | 000 | NA | 19
001 | 001 | PRCS25MBK | 19
002 | 002 | PRCS50MBK | 19
003 | 003 | PCFC25BK | 19
004 | 004 | PCFC50BK | 19
005 | 005 | PRT50BK | 19
006 | 006 | FRP DRUM 100 LTR | 19
000 | 000 | NA | 20
001 | 001 | 24 V DC | 20
002 | 002 | 12/5 DC | 20
003 | 003 | SPD | 20
004 | 004 | MODEM ANTENNA iRTU6000 | 20
000 | 000 | NA | 21
001 | 001 | SERVER 2019 | 21
002 | 002 | 2012 | 21
000 | 000 | NA | 22
001 | 001 | DMM 830L | 22
002 | 002 | DMM 63 | 22
810 | 810 | PROJECT 8104-TOOL SET | 22
000 | 000 | NA | 23
000 | 000 | NA | 24
001 | 001 | TM241CE40U | 24
002 | 002 | TM3DQ8TG | 24
003 | 003 | TM3DQ16RG | 24
004 | 004 | TM3DM24R | 24
005 | 005 | TM3DI8G | 24
006 | 006 | TM3DI16G | 24
007 | 007 | TM3DI32K | 24
008 | 008 | TM3DM24RG | 24
009 | 009 | TM3DQ16U | 24
010 | 010 | TWDFCW30K | 24
011 | 011 | LAEX6MS | 24
012 | 012 | FX5U-64MT/ESS-BS | 24
013 | 013 | FX3U-32BL BATTERY | 24
014 | 014 | PIC-38 | 24
015 | 015 | AZS-011 , AZS-101,AZS- 076,AZS-051,AZS-021 | 24
016 | 016 | J58-A | 24
017 | 017 | FX5-4AD-ADP-BS | 24
018 | 018 | SW1DNDING-GXW3-E | 24
019 | 019 | ENDEAVOUR A MA LP 5X 5 EPS 100 KG X 10 GM | 24
020 | 020 | SL-1500 - 20 m | 24
021 | 021 | SL-500 - 20-120 m | 24
022 | 022 | FX5-16EYT/ESS-BS | 24
023 | 023 | EKS304B | 24
024 | 024 | MI-532 | 24
025 | 025 | Siemens 224 XP | 24
026 | 026 | M241 | 24
000 | 000 | NA | 25
001 | 001 | 40mm * 12mm | 25
002 | 002 | 50mm * 300mtr | 25
003 | 003 | 44*14.50mm | 25
004 | 004 | 40*17 mm | 25
005 | 005 | PARVATHI | 25
006 | 006 | 66A STICKER | 25
007 | 007 | 66B STICKER | 25
008 | 008 | ACRYLIC 2400X1200MM | 25
009 | 009 | 69 sticker | 25
010 | 010 | 70 sticker | 25
011 | 011 | 55mm * 25mm | 25
012 | 012 | 65*13 MM PT | 25
013 | 013 | 45*25 MM HPT | 25
014 | 014 | 43.4*31.4 MM RLT | 25
015 | 015 | 75 *30 MM | 25
000 | 000 | NA | 26
000 | 000 | NA | 27
000 | 000 | NA | 28
001 | 001 | AIM 729-10 | 28
002 | 002 | AIM 89013 | 28
003 | 003 | AIM 89018 | 28
004 | 004 | AIM 89016-1 | 28
005 | 005 | AIM 89301-2 | 28
006 | 006 | AIM 89301 | 28
007 | 007 | AIM 875-500 | 28
008 | 008 | AIM 833-50 | 28
009 | 009 | AIM 83301 | 28
010 | 010 | AIM 735 -1000 | 28
011 | 011 | AIM 735 -700 | 28
012 | 012 | DT85G | 28
013 | 013 | AIM 89101 | 28
014 | 014 | AIM 89103 | 28
015 | 015 | AIM 70110HD | 28
016 | 016 | AIM 83303 | 28
017 | 017 | AIM 83304 | 28
018 | 018 | AIM 83302 | 28
019 | 019 | AIM 74113 | 28
020 | 020 | AIM 749 | 28
021 | 021 | AIM 73501-70 | 28
022 | 022 | AIM 705 | 28
023 | 023 | LPRP/ | 28
024 | 024 | RWL | 28
025 | 025 | CEM 20 | 28

## Remarks
remarks_code | old | remarks_description | main_category_id
01 | 01 | High Precision | 1
02 | 02 | Long Lasting | 1
01 | 01 | SERIAL RS-485 | 3
02 | 02 | SERIAL RS-485 & RS-232 | 3
03 | 03 | SERIAL RS-485/RS-232 AND ETHERNET | 3
04 | 04 | ANDROID WITH WIFI/BLUETOOTH | 3
05 | 05 |  | 3
01 | 01 | WITH DISPLAY | 4
02 | 02 | WITHOUT DISPLAY -TWO WIRE TYPE WITH CONNECTOR | 4
03 | 03 | WITH CONNECTOR WITHOUT CABLE | 4
04 | 04 | WITH CABLE | 4
01 | 01 | WITH IN BUILT BATTERY | 5
02 | 02 | WITOUT IN BUILT BATTERY | 5
03 | 03 | WITH EXTERNAL BATTERY | 5
04 | 04 | WITH EXTERNAL BATTERY WITH RACK AND LINK | 5
05 | 05 | WITH IN BUILT MODBUS CARD | 5
05 | 05 | M.I RACK 26*6 WITH TOP | 5
06 | 06 | INBUILT STARTER PANEL | 5
01 | 01 | PVC INSULATED | 6
02 | 02 | FR | 6
03 | 03 | FRLS | 6
04 | 04 | HFFR | 6
05 | 05 | ZHFR | 6
06 | 06 | SINGLE STRANDED | 6
07 | 07 | MULTI STRANDED | 6
11 | 11 | customised Job of Cable with accessories | 6
08 | 08 | SINGLE MODE CABLE | 6
09 | 09 | XLPE INSULATED | 6
10 | 10 | 6.6 Kv unearthed Aluminium armored | 6
00 | 00 | Not applicable | 6
01 | 01 | WITH PIPE & COCK VALVE | 7
00 | 00 | NA | 8
01 | 01 | 10 METER CABLE | 8
02 | 02 | 15 METER CABLE | 8
03 | 03 | 20 METER CABLE | 8
04 | 04 | 8METER CABLE | 8
05 | 05 | Battery OPERATED | 8
00 | 00 | NA | 9
01 | 01 | 2 WIRE | 9
02 | 02 | 4 WIRE | 9
03 | 03 | VENTED | 9
04 | 04 | NON-VENTED | 9
05 | 05 | 3 WIRE TYPE WITHOUT JB | 9
00 | 00 | NONE | 10
01 | 01 | With Single Sensor Flow Cell | 10
00 | 00 | NA | 11
01 | 01 | Color Black | 11
02 | 02 | Color grey | 11
03 | 03 | Color Ivory | 11
04 | 04 | YELLOW | 11
05 | 05 | WHITE | 11
06 | 06 | SEMI INTEGRATED | 11
07 | 07 | Silver | 11
01 | 01 | WITH IOS | 12
02 | 02 | WITHOUT IOS | 12
03 | 03 | WITH MEMORY | 12
04 | 04 | WITH MEMORY WITH IO | 12
05 | 05 | MODEM DIN RAIL KIT (TELTONIKA) | 12
00 | 00 | NA | 12
00 | 00 | NA | 13
02 | 02 | 100*60(H*W) | 13
01 | 01 | Add- on block | 13
00 | 00 | NA | 14
01 | 01 | TT HANDLING CHARGE | 14
02 | 02 | External HDD | 14
80 | 80 | CONTINUE PENDING NO. OF PROJECT CODE | 15
01 | 01 | IP TEST SERVICES IP68 | 15
30 | 30 | CONTINUE PENDING NO. OF PROJECT CODE | 15
00 | 00 | NA | 16
01 | 01 | 4SQMM COPER WIRE CABLE | 16
00 | 00 | NA | 17
01 | 01 | PVC | 17
02 | 02 | BRACKET WITH COUPLEER | 17
03 | 03 | WITH EXTENDED SHAFT | 17
04 | 04 | FLANGE TYPE | 17
00 | 00 | NA | 18
01 | 01 | ACRYLIC | 18
02 | 02 | GI | 18
03 | 03 | OUTDOOR TYPE WITH STAND | 18
04 | 04 | INDOOR TYPE WITH STAND | 18
05 | 05 | OUTDOOR TYPE POLE MOUNT TYPE | 18
06 | 06 | SCADA PANEL FOR MECHNICAL WITH STAND | 18
07 | 07 | SCADA PANEL FOR ELECTRICAL WITH STAND | 18
00 | 00 | NA | 19
01 | 01 | SS304 | 19
02 | 02 | 2" LENGTH | 19
03 | 03 | 3" LENGTH | 19
04 | 04 | 4" LENGTH | 19
05 | 05 | 6" LENGTH | 19
11 | 11 | THREADED | 19
12 | 12 | Inside Threading | 19
13 | 13 | With Nut and washer | 19
00 | 00 | NA | 20
00 | 00 | NA | 21
02 | 02 | R2 | 21
00 | 00 | NA | 22
40 | 40 | PROJECT 8104-TOOL SET1 | 22
41 | 41 | PROJECT 8104-TOOL SET2 | 22
42 | 42 | PROJECT 8104-TOOL SET3 | 22
43 | 43 | PROJECT 8104-TOOL SET4 | 22
44 | 44 | PROJECT 8104-TOOL SET5 | 22
00 | 00 | NA | 23
00 | 00 | NA | 24
01 | 01 | 10 METER CABLE AND OTHER ACCESORIES | 24
02 | 02 | Enclosure + VFD +multifunction meter + MCCB | 24
03 | 03 | Hardware Accessories (Flange, Nut, Volt, Washer, Anchor fastner,& Gasket) | 24
04 | 04 | GI Accessories (Nipple, Elbow, Tee, Union, Hex nipple, Bush etc.) | 24
00 | 00 | NA | 25
00 | 00 | NA | 26
00 | 00 | NA | 27
00 | 00 | NA | 28
01 | 01 | Top Cap For Inclinometer Casing | 28
02 | 02 | Bottom Cap For Inclinometer Casing | 28
03 | 03 | Spider magnet @5m and datum magnet | 28
04 | 04 | PVC Cable Splicing Kit (Accessories - V.W Piezometer) | 28
05 | 05 | Cable Sealing Compound (Accessories - V.W Piezometer) | 28
06 | 06 | Lockble Protective Cover (Accessories - V.W Piezometer) | 28
07 | 07 | Top Cap For Inclinometer Casing (Accessories - Inclinometer) | 28
08 | 08 | Bottom Cap For Inclinometer Casing (Accessories - Inclinometer) | 28
09 | 09 | Coupling For Inclinometer Casing (Accessories - Inclinometer) | 28
10 | 10 | Pop Rivet Pack of 200 Rivets | 28
11 | 11 | Mastic Tape Roll 10m ( for making water proof joint for 2 no 3m long ABS Inclinometer casing ) | 28
12 | 12 | Spider magnet @5m and datum magnet | 28
13 | 13 | Probe with sounder suitable for 50 m depth | 28
14 | 14 | Accessories for Lop wire release Pin and Release wire link for three bore holes | 28

## ItemMaster
cimcon_part_no | name | deescription | main_category | Type(sub_category) | product_rating | make | product_model | remarks | package | packaging | uom | spq | mfg_std_lead_time | bin | hsn_code | is_active | Mfg Code | STOCK
MODG004RO00102 | Accessories | 4G GPRS DUAL SIM MODEM WINA 2 ENAERNET PORT, 9-30 VDC OPERATED | MOD | G | 004 | RO | 001 | 02 |  |  | Mtr | [5 empty] | MOD4GGPRSRO | -
ELAA100KS00000 | Accessories | 100 MM LENGNA PVC CABLE TIE Make: KSS | ELA | A | 100 | KS | 000 | 00 |  |  | Mtr | [5 empty] | ELALENGNA100MMKS | -
ELAA150KS00000 | Accessories | 150 MM LENGNA PVC CABLE TIE Make: KSS | ELA | A | 150 | KS | 000 | 00 |  |  | Mtr | [5 empty] | ELALENGNA150MMKS | -
ELAA200KS00000 | Accessories | 200 MM LENGNA PVC CABLE TIE Make: KSS | ELA | A | 200 | KS | 000 | 00 |  |  | Mtr | [5 empty] | ELALENGNA200MMKS | -
ELAA300KS00000 | Accessories | 300 MM LENGNA PVC CABLE TIE Make: KSS | ELA | A | 300 | KS | 000 | 00 |  |  | Mtr | [5 empty] | ELALENGNA300MMKS | -
MODF002TE00204 | Accessories | 4 G GPRS MODEM, ENAERNET PORT WINA IOS AND MEMORY (3G, 2G DOWNGRADE) | MOD | F | 002 | TE | 002 | 04 |  |  | Mtr | [5 empty] | MODACCESORIESTE001 | -
ELAI002ST00000 | Accessories | wooden screw 35 x 8 mm | ELA | I | 002 | ST | 000 | 00 |  |  | Mtr | [5 empty] | ELAZSCREW35X8ST | -
ELAJ000ST00000 | Accessories | Roll Plug | ELA | J | 000 | ST | 000 | 00 |  |  | Mtr | [5 empty] | ELAROLLPLUGST | -
ELAB005ST00000 | Accessories | 1.5 sq mm Copper Ring Type Lugs wiNA insulation | ELA | B | 005 | ST | 000 | 00 |  |  | Mtr | [5 empty] | ELACURING1.5SQMMST | -
ELAB009ST00000 | Accessories | 10 sq mm Copper Ring Type Lugs wiNA insulation | ELA | B | 009 | ST | 000 | 00 |  |  | Mtr | [5 empty] | ELACURING10SQMMST | -
ELAK001ST00000 | Accessories | ANCHOR FASTNER 10 X100 | ELA | K | 001 | ST | 000 | 00 |  |  | Mtr | [5 empty] | ELAANCHRFSTNER10x100ST | -
ELAK002ST00000 | Accessories | ANCHOR FASTNER 8 X75 | ELA | K | 002 | ST | 000 | 00 |  |  | Mtr | [5 empty] | ELAANCHRFSTNER8x75ST | -
ELAL001ST00000 | Accessories | SADDLE 25 MM | ELA | L | 001 | ST | 000 | 00 |  |  | Mtr | [5 empty] | ELASADDLE25MMST | -
ELAL002ST00000 | Accessories | SADDLE 50 MM | ELA | L | 002 | ST | 000 | 00 |  |  | Mtr | [5 empty] | ELASHEDDLE50MMST | -
MODL003SW00001 | Accessories | Captive LoRa Gateway based Wireless communication system (Gateway, SMPS, RF patch Cord, Antenna, Comm. Cable) | MOD | L | 003 | SW | 000 | 01 |  |  | Mtr | [5 empty] | MODACCESORIESSW002 | -
ELAM103PR00001 | Accessories | PRCS25MBK 25MM MMS PVC CONDUIT PIPE | ELA | M | 103 | PR | 000 | 01 |  |  | Mtr | [5 empty] | ELAPVCCONDUIT25MMPR | 150
ELAM106PR00001 | Accessories | PRCS50MBK 50MM MMS PVC CONDUIT PIPE | ELA | M | 106 | PR | 000 | 01 |  |  | Mtr | [5 empty] | ELAPVCCONDUIT50MMPR | 25
ELAN003PR00001 | Accessories | PCFC25BK 25MM FLEXIBLE PIPE | ELA | N | 003 | PR | 000 | 01 |  |  | Mtr | [5 empty] | ELAFLEXCONDUIT25MMPR | -
ELAN006PR00001 | Accessories | PCFC50BK 50MM FLEXIBLE PIPE | ELA | N | 006 | PR | 000 | 01 |  |  | Mtr | [5 empty] | ELAFLEXPIPE50MMPR | -
ELAE006PR00001 | Accessories | PRT50BK TEE | ELA | E | 006 | PR | 000 | 01 |  |  | Mtr | [5 empty] | ELAPVCCONDUITBLK50MMPR | -
ELAL003ST00000 | Accessories | SADDLE 3/4" (20 mm) | ELA | L | 003 | ST | 000 | 00 |  |  | Mtr | [5 empty] | ELASHEDDLE20MMST | -
MODF001WI00304 | Accessories | 4GGPRS MODEM | MOD | F | 001 | WI | 003 | 04 |  |  | Nos | [5 empty] | MODACCESORIESWI003 | 22
ELAP001DT00100 | Accessories | GI PERFORATED CABLE TRAY 75 X 25 X 1.6 MM WINA COUPLER PLATE AND NUT BOLTS WINAOUT COVER | ELA | P | 001 | DT | 001 | 00 |  |  | Nos | [5 empty] | ELACBLTRAY75X255GMDT | -
ELAQ005ST00002 | Accessories | HDPE PLB DUCT 40 MM OD | ELA | Q | 005 | ST | 000 | 02 |  |  | Nos | [5 empty] | ELAHDPEPLBDUCT40MMST | -
ELAM006ST00001 | Accessories | 50MM (MMS) ISI RIGID PVC CONDUIT -BLACK | ELA | M | 006 | ST | 000 | 01 |  |  | Nos | [5 empty] | ELA50MMPVCMMSST | -
ELAR007ST00001 | Accessories | 50MM FLEXIBLE PIPE- BLACK | ELA | R | 007 | ST | 000 | 01 |  |  | Nos | [5 empty] | ELA50MMFLEXBLKST | -
ELAR004ST00001 | Accessories | 25MM FLEXIBLE PIPE- BLACK | ELA | R | 004 | ST | 000 | 01 |  |  | Nos | [5 empty] | ELA25MMFLEXBLKST | -
ELAM006ST00003 | Accessories | 50MM (MMS) ISI RIGID PVC CONDUIT -IVORY | ELA | M | 006 | ST | 000 | 03 |  |  | Nos | [5 empty] | ELA50MMPVCMMSIVRST | -
ELAP002DT00100 | Accessories | IS:277: GI PERFORATED TRAY 100X50 MM, COUPLER PLATES 50MM, NUT AND BOLTS | ELA | P | 002 | DT | 001 | 00 |  |  | Nos | [5 empty] | ELAGITRAY100X50MMDT | -
ELAP003DT00100 | Accessories | IS:277: GI PERFORATED TRAY 50X50 MM, COUPLER PLATES 50MM, NUT AND BOLTS | ELA | P | 003 | DT | 001 | 00 |  |  | Nos | [5 empty] | ELAGITRAY50X50MMDT | -
ELAC001ST00000 | Accessories | TB END STOPPER | ELA | C | 001 | ST | 000 | 00 |  |  | Nos | [5 empty] | ELATBENDSTOPST | -
ELAB024VS00000 | Accessories | 2.5 SQ MM END SLEEVE INSU LUGS | ELA | B | 024 | VS | 000 | 00 |  |  | Nos | [5 empty] | ELA2.5SQMMSLEEVEVS | -
ELAB024ST00000 | Accessories | 2.5 SQ MM END SLEEVE INSU LUGS | ELA | B | 024 | ST | 000 | 00 |  |  | Nos | [5 empty] | ELA2.5SQMMSLEVST | 200
ELAB017AE00000 | Accessories | COPPER LUGS 4-6 RING TYPE PVC INSULATED | ELA | B | 017 | AE | 000 | 00 |  |  | Nos | [5 empty] | ELACULUG4-6RINGTYPEAE | -
ELAB007AE00000 | Accessories | COPPER LUGS END SLEEVE 1.5 SQ. MM PVC INSULATED | ELA | B | 007 | AE | 000 | 00 |  |  | Nos | [5 empty] | ELACULUG1.5MMST | -
ELAB002AE00000 | Accessories | COPPER LUGS END SLEEVE 0.5 SQ. MM PVC INSULATED | ELA | B | 002 | AE | 000 | 00 |  |  | Nos | [5 empty] | ELACULUG0.5SQMMAE | -
ELAD003RE00000 | Accessories | 19 MM S.C. CABLE GLAND | ELA | D | 003 | RE | 000 | 00 |  |  | Nos | [5 empty] | ELA19MMSCGLANDRE | -
ELAE003ST00004 | Accessories | 1.5 SQ.MM RUBBER FERRULES L.M | ELA | E | 003 | ST | 000 | 04 |  |  | Nos | [5 empty] | ELA1.5SQMMRUBBST | -
ELAD003ST0000 | Accessories | GLAND BRASS 19 MM SC | ELA | D | 003 | ST | 000 | 0 |  |  | Nos | [5 empty] | ELA19MMBRASSGLANDST | -
ELAQ001SC0000 | Accessories | PUSH BUTTON 2 POSITION SELECTOR SWITCH | ELA | Q | 001 | SC | 000 | 0 |  |  | Nos | [5 empty] | ELAPUSHCUTTON2POSSC | -
ELAB019VS00000 | Accessories | 25 SQ MM RING TYPE M-6 MM HOLE ALUMINUM | ELA | B | 019 | VS | 000 | 00 |  |  | Nos | [5 empty] | ELA25SQMMRINGM6MMLVS | -
ELAB020VS00000 | Accessories | 35 SQ MM RING TYPE M-6 MM HOLE ALLUMINUM | ELA | B | 020 | VS | 000 | 00 |  |  | Nos | [5 empty] | ELA35SQMMRINGM6MMLVS | -
ELAB021VS00000 | Accessories | 50 SQ MM RING TYPE M-10 MM HOLE ALLUMINUM | ELA | B | 021 | VS | 000 | 00 |  |  | Nos | [5 empty] | ELA50SQMMRINGM10MMLVS | -
ELAB022VS00000 | Accessories | 2.5 SQ MM COPPER FORK TYPE INSU-LUGS | ELA | B | 022 | VS | 000 | 00 |  |  | Nos | [5 empty] | ELA2.5SQMMCOPPERVS | -
ELAD005VS00000 | Accessories | PG 13.5 PVC CABLE GLAND | ELA | D | 005 | VS | 000 | 00 |  |  | Nos | [5 empty] | ELACBLGLANDPG13.5VS | -
ELAC002VS00000 | Accessories | 2.5 GREY TERMINAL BLOCK | ELA | C | 002 | VS | 000 | 00 |  |  | Nos | [5 empty] | ELA2.5GREYTERMVS | -
ELAC003VS00000 | Accessories | 2.5 END PLATE FOR TERMINAL BLOCK | ELA | C | 003 | VS | 000 | 00 |  |  | Nos | [5 empty] | ELA2.5ENDPLATEVS | -
ELAF001VS00200 | Accessories | DIN RAIL CHANNEL | ELA | F | 001 | VS | 002 | 00 |  |  | Nos | [5 empty] | ELADINRAILMCBVS | -
ELAB023VS00000 | Accessories | 0.5 SQ MM END SLEEVE LUGS | ELA | B | 023 | VS | 000 | 00 |  |  | Nos | [5 empty] | ELA0.5SQMMENDSLEVEVS | -
ELAG001VS00000 | Accessories | SPIRAL FOR FLEXIBLE CABEL 3X8 (9 MM ) BLACK | ELA | G | 001 | VS | 000 | 00 |  |  | Nos | [5 empty] | ELASPIRAL3X8BLKVS | -
ELAT001VS00000 | Accessories | CREDAL STICKER FOR PANEL | ELA | T | 001 | VS | 000 | 00 |  |  | Nos | [5 empty] | ELACREDALSTICKVS | -
ELAA075KS00005 | Accessories | 75 MM CABLE TIE KSS WHITE | ELA | A | 075 | KS | 000 | 05 |  |  | Nos | [5 empty] | ELA75MMCABLETIEKS | -
ELAV001NO00306 | Accessories | SOLAR LED STEET LIGHT 18W SEMI INTEGRATED,CHARGER CONTROLLER MPPT BATTERY 12.8V/18AH SOLAR PANEL 60W | ELA | V | 001 | NO | 003 | 06 |  |  | Nos | [5 empty] | ELASOLARLED18WNO | -
ELAD006AE00000 | Accessories | PG 7 PVC CABLE GLAND | ELA | D | 006 | AE | 000 | 00 |  |  | Nos | [5 empty] | ELAPVCPG7CABLEAE | -
ELAD007AE00000 | Accessories | PG 9 PVC CABLE GLAND | ELA | D | 007 | AE | 000 | 00 |  |  | Nos | [5 empty] | ELAPVCPG9CABLEAE | -
ELAK004LB00000 | Accessories | ANCHOR FASTNER PIN TYPE 12 X 75 MM | ELA | K | 004 | LB | 000 | 00 |  |  | Nos | [5 empty] | ELAANCHRFAST12x75MMLB | -
ELAK004NA00000 | Accessories | ANCHOR FASTNER PIN TYPE 12 X 75 MM | ELA | K | 004 | NA | 000 | 00 |  |  | Mtr | [5 empty] | ELAANCHRFAST12x75MMNA | -
ELAB025VS00000 | Accessories | 1.0 SQ MM END SLEEVE INSU LUGS | ELA | B | 025 | VS | 000 | 00 |  |  | Nos | [5 empty] | ELA1.0SQMMSLEEVEVS | -
ELAB026VS00000 | Accessories | 10 SQ MM END SLEEVE INSU LUGS | ELA | B | 026 | VS | 000 | 00 |  |  | Nos | [5 empty] | ELA10SQMMSLEEVEVS | -
ELAB027VS00000 | Accessories | 16 SQ MM END SLEEVE INSU LUGS | ELA | B | 027 | VS | 000 | 00 |  |  | Nos | [5 empty] | ELA16SQMMSLEEVEVS | -
ELAA200VS00000 | Accessories | 200 MM 3.6 MM CABLE TIE | ELA | A | 200 | VS | 000 | 00 |  |  | Nos | [5 empty] | ELACABLETIE200MMVS | -
ELAB028VS00000 | Accessories | 70 SQ MM RING TYPE M-10 MM HOLE | ELA | B | 028 | VS | 000 | 00 |  |  | Nos | [5 empty] | ELA70SQMM10MMVS | -
ELAD008VS00000 | Accessories | PG-16 PVC | ELA | D | 008 | VS | 000 | 00 |  |  | Nos | [5 empty] | ELAPVCPG16VS | -
ELAD009VS00000 | Accessories | PG-19 PVC | ELA | D | 009 | VS | 000 | 00 |  |  | Nos | [5 empty] | ELAPVCPG19VS | -
ELAD010VS00000 | Accessories | PG-21 PVC | ELA | D | 010 | VS | 000 | 00 |  |  | Nos | [5 empty] | ELAPVCPG21VS | -
ELAD011VS00000 | Accessories | PG-36 PVC | ELA | D | 011 | VS | 000 | 00 |  |  | Nos | [5 empty] | ELAPVCPG36VS | -
ELAD012VS00000 | Accessories | PG-25 PVC | ELA | D | 012 | VS | 000 | 00 |  |  | Nos | [5 empty] | ELAPVCPG25VS | -
ELAD013VS00000 | Accessories | PG-29 PVC | ELA | D | 013 | VS | 000 | 00 |  |  | Nos | [5 empty] | ELAPVCPG29VS | -
ELAD014VS00000 | Accessories | 25 MM S.C METAL | ELA | D | 014 | VS | 000 | 00 |  |  | Nos | [5 empty] | ELA25MMSCMETALVS | -
ELAD015VS00000 | Accessories | 32 MM S.C METAL | ELA | D | 015 | VS | 000 | 00 |  |  | Nos | [5 empty] | ELA32MMSCMETALVS | -
ELAD016VS00000 | Accessories | 35 MM S.C METAL | ELA | D | 016 | VS | 000 | 00 |  |  | Nos | [5 empty] | ELA35MMSCMETALVS | -
ELAD017VS00000 | Accessories | 38 MM S.C METAL | ELA | D | 017 | VS | 000 | 00 |  |  | Nos | [5 empty] | ELA238MMSCMETALVS | -
ELAH001VS00000 | Accessories | INSULATION TAPE BLACK | ELA | H | 001 | VS | 000 | 00 |  |  | Nos | [5 empty] | ELAINSULATIONTAPEBLKVS | -
ELAB029VS00000 | Accessories | 16 SQ MM RING TYPE M-8 MM HOLE LUGS | ELA | B | 029 | VS | 000 | 00 |  |  | Nos | [5 empty] | ELA16SQMMM8MMLUGVS | -
MODM006AD00000 | Accessories | RS 485 to RS 232 Convertr | MOD | M | 006 | AD | 000 | 00 |  |  | Nos | [5 empty] | MODACCESRS485RS232AD | 1
ELAW001JK00000 | Accessories | LIMIT SWITCH ROLLER TYPE | ELA | W | 001 | JK | 000 | 00 |  |  | Nos | [5 empty] | ELALIMITSWITCHTYPJK | -
ELAM108VS00400 | Accessories | polymide conduit pipe PG-11 | ELA | M | 108 | VS | 004 | 00 |  |  | Nos | [5 empty] | ELAPOLYCONDUITPG11VS | 50
ELAM109VS00500 | Accessories | polymide conduit pipe PG-21 | ELA | M | 109 | VS | 005 | 00 |  |  | Nos | [5 empty] | ELAPOLYCONDUITPG21VS | 50
ELAM006PC00002 | Accessories | 50 MM Grey PVC Pipe | ELA | M | 006 | PC | 000 | 02 |  |  | Nos | [5 empty] | ELAPVCGREY50MMPC | -
ELAM110PR00000 | Accessories | 20 mm PVC BLACK medium grade | ELA | M | 110 | PR | 000 | 00 |  |  | Nos | [5 empty] | ELAPVCBLK20MMPR | -
ELAM111PR00000 | Accessories | 50 mm PVC BLACK medium grade | ELA | M | 111 | PR | 000 | 00 |  |  | Nos | [5 empty] | ELAPVCBLK50MMPR | -
ELAX001CB00000 | Accessories | Encoder Coupler Accessories | ELA | X | 001 | CB | 000 | 00 |  |  | Nos | [5 empty] | ELAENCODERACCESSCB | -
ELAB017VS00000 | Accessories | 4.0 SQ.MM RING TYPE INSU --LUGS | ELA | B | 017 | VS | 000 | 00 |  |  | Nos | [5 empty] | ELA4.0SQMMRINGINSULVS | -
ELAM103VS00000 | Accessories | 25 MM CONDUIT PVC FLEXIBLE MEDIUM GRADE | ELA | M | 103 | VS | 000 | 00 |  |  | Nos | [5 empty] | ELACONDUITPVSFLEXVS | -
ELAP003DT00400 | Accessories | CABLE TRAY 150 X 50 MM GI PERFORATED | ELA | P | 003 | DT | 004 | 00 |  |  | Nos | [5 empty] | ELAGITRAY150X50MMDT | -
ELAB004ST00000 | Accessories | 1.00 SQ. MM COPPER TYPE, PVC INSULATED RING TYPE--LUGS | ELA | B | 004 | ST | 000 | 00 |  |  | Nos | [5 empty] | ELACULUG1SQMMST | -
ELAB006ST00000 | Accessories | 2.5 SQ. MM COPPER TYPE, PVC INSULATED RING TYPE--LUGS | ELA | B | 006 | ST | 000 | 00 |  |  | Nos | [5 empty] | ELACU2.5SQMMST | -
ELAA001ST00000 | Accessories | 100 MM-CABLE TIE | ELA | A | 001 | ST | 000 | 00 |  |  | Nos | [5 empty] | ELACBLTIE100MMST | -
ELAA002ST00000 | Accessories | 150 MM-CABLE TIE | ELA | A | 002 | ST | 000 | 00 |  |  | Nos | [5 empty] | ELACBLTIE150MMST | -
ELAH002ST00000 | Accessories | GASKET | ELA | H | 002 | ST | 000 | 00 |  |  | Nos | [5 empty] | ELAGASKETST | -
ELAM002PR00001 | Accessories | 20 mm Mms Pipe Black | ELA | M | 002 | PR | 000 | 01 |  |  | Nos | [5 empty] | ELA20MMPVCLACKPR | -
ELAM006PR00001 | Accessories | 50 mm Mms Pipe Black | ELA | M | 006 | PR | 000 | 01 |  |  | Nos | [5 empty] | ELA50MMPVCLACKPR | -
ELAO007ST00000 | Accessories | 50 MM PVC BAND | ELA | O | 007 | ST | 000 | 00 |  |  | Nos | [5 empty] | ELA50MMPVCBANDPR | -
MODM003DY00000 | Accessories | Dynalog MAKE RS232 TO RS 485 | MOD | M | 003 | DY | 000 | 00 |  |  | Nos | [5 empty] | DDAM-8520 | -
ELAB031ST00000 | Accessories | 10 SQ MM ALUMINUM RING TYPE LUGS M-6 HOLE | ELA | B | 031 | ST | 000 | 00 |  |  | Nos | [5 empty] | ELA10SQMALMM6MMLUGST | -
ELAB032ST00000 | Accessories | 16 SQ MM ALUMINUM RING TYPE LUGS M-6 HOLE | ELA | B | 032 | ST | 000 | 00 |  |  | Nos | [5 empty] | ELA16SQMALMM6MMLUGST | -
ELAK005ST00000 | Accessories | ANCHOR FASTNER PIN TYPE 12 X 100 MM | ELA | K | 005 | ST | 000 | 00 |  |  | Mtr | [5 empty] | ELAANCHRFAST12x100MMST | -
ELAL005ST00000 | Accessories | 40 MM SADDLE | ELA | L | 005 | ST | 000 | 00 |  |  | Nos | [5 empty] | ELASADDLE40MMST | -
ELAN007NA00000 | Accessories | 50 MM CONDUIT PVC FLEXIBLE MEDIUM GRADE | ELA | N | 007 | NA | 000 | 00 |  |  | Nos | [5 empty] | ELA50MMPVCFLEXNA | -
ELAO002NA00000 | Accessories | 20 mm PVC BLACK medium grade BAND | ELA | O | 002 | NA | 000 | 00 |  |  | Nos | [5 empty] | ELA20MMPVCBBLKNA | -
ELAP006DT00107 | Accessories | CABLE TRAY 300 X 50 MM GI PERFORATED, silver | ELA | P | 006 | DT | 001 | 07 |  |  | Nos | [5 empty] | ELACBLTRAY300X50MMDT | -
ELAB006ST00001 | Accessories | LUGS END SLEEVE 2.5 MM | ELA | B | 006 | ST | 000 | 01 |  |  | Nos | [5 empty] | ELALUG2.5MMST | -
MODF002WI00304 | Accessories | 4G GPRS Modem modbus TCP (1 Ethernet Port) with IO | MOD | F | 002 | WI | 003 | 04 |  |  | Nos | [5 empty] | MOD4GGPRSWI | -
MODL000SB00400 | Accessories | 153 Mains Operated Lora Gateway , 230V AC operated (AMR to Gateway RF communication) | MOD | L | 000 | SB | 004 | 00 |  |  | Nos | [5 empty] | MODACCESORIESSB005 | -
ONGA101ZU00001 | Accessories | REFFERENCE CELL CU/CUSO4 , 4SQ.MM COPPER WIRE CABLE | ONG | A | 101 | ZU | 000 | 01 |  |  | Mtr | [5 empty] | MODACCESORIESZU008 | -
ONGA101MC00001 | Accessories | REFFERENCE CELL CU/CUSO4 , 4SQ.MM COPPER WIRE CABLE | ONG | A | 101 | MC | 000 | 01 |  |  | Nos | [5 empty] | MODACCESORIESMC009 | 57
MODN000NA00000 | Accessories | Data logger, pulse input , Inbuilt batetry backup with GSm/GPRS | MOD | N | 000 | NA | 000 | 00 |  |  | Nos | [5 empty] | MODACCESORIESNA006 | -
ELAJ001CT00000 | Accessories | Single compression Gland (Size L-16mm) Metal, Make Comet | ELA | J | 001 | CT | 000 | 00 |  |  | Nos | [5 empty] | ELACOMPRESSIONGLAND16MMCT | -
ELAD003CT00000 | Accessories | Single compression Gland (Size L-19mm) Metal, Make Comet | ELA | D | 003 | CT | 000 | 00 |  |  | Nos | [5 empty] | ELACOMPRESGLAND19MMCT | -
ELAZ104FB00000 | Accessories | Junction Box with Base plate Size 125(L)*125(B)*80(H) | ELA | Z | 104 | FB | 000 | 00 |  |  | Nos | [5 empty] | ELAJB125X125X80INCHNA | -
ELAR001ST00002 | Accessories | 1/2" Flexible PVC conduit | ELA | R | 001 | ST | 000 | 02 |  |  | Nos | [5 empty] | ELA1/2FLEXPVSCONDUITST | -
ELAD009ST00002 | Accessories | PG 19 PVC cable gland | ELA | D | 009 | ST | 000 | 02 |  |  | Nos | [5 empty] | ELAPG19PVCCBLGLANDST | -
ELAD012ST00002 | Accessories | PG 25 PVC cable gland | ELA | D | 012 | ST | 000 | 02 |  |  | Nos | [5 empty] | ELAPG25PVCCBLGLANDST | -
MODN007NA00000 | Accessories | ADVM ProtocolConveter RS232 to RS 485 | MOD | N | 007 | NA | 000 | 00 |  |  | Nos | [5 empty] | MODACCESORIESADVMNA | 2
ELAB052ST00007 | Accessories | 70 Sq. mm Aluminium Ring type lugs | ELA | B | 052 | ST | 000 | 07 |  |  | Nos | [5 empty] | ELA70SQMMALUMLUGST | -
ELAB059ST00007 | Accessories | 185 Sq. mm Aluminium Ring type lugs | ELA | B | 059 | ST | 000 | 07 |  |  | Nos | [5 empty] | ELA185SQMMALUMLUGST | -
ELAB060ST00007 | Accessories | 240 Sq. mm Aluminium Ring type lugs | ELA | B | 060 | ST | 000 | 07 |  |  | Nos | [5 empty] | ELA240SQMMALUMLUGST | -
ELAD019ST00000 | Accessories | Metal Cable Gland Single comp. 3C*16 Sq.mm Aluminium Armour cable | ELA | D | 019 | ST | 000 | 00 |  |  | Nos | [5 empty] | ELAMTLGLAND3CX16SQMMST | -
ELAD020ST00000 | Accessories | Metal Cable Gland Single comp. 3C*70 Sq.mm Aluminium Armour cable | ELA | D | 020 | ST | 000 | 00 |  |  | Nos | [5 empty] | ELAMTLGLAND3CX70SQMMST | -
ELAD021ST00000 | Accessories | Metal Cable Gland Single comp. 3C*185 Sq.mm Aluminium Armour cable | ELA | D | 021 | ST | 000 | 00 |  |  | Nos | [5 empty] | ELAMTLGLAND3CX185SQMMST | -
ELAD022ST00000 | Accessories | Metal Cable Gland Single comp. 3C*240 Sq.mm Aluminium Armour cable | ELA | D | 022 | ST | 000 | 00 |  |  | Nos | [5 empty] | ELAMTLGLAND3CX240SQMMST | -
ELAB001ST00000 | Accessories | Indoor type, Heat shrinkable cable termination Kit for HT 11 KV ,armour aluminium cable 3C*70Sq. mm | ELA | B | 001 | ST | 000 | 00 |  |  | Nos | [5 empty] | ELATERMCBL3CX70SQMMST | -
ELAY006ST00000 | Accessories | O-ring | ELA | Y | 006 | ST | 000 | 00 |  |  | Nos | [5 empty] | ELAORINGST | -
ELAD023ST00000 | Accessories | Metal Cable Gland Double comp. 3C*70 Sq.mm Aluminium Armour cable | ELA | D | 023 | ST | 000 | 00 |  |  | Nos | [5 empty] | ELAMTLCBLGLAND3CX70SQMMST | -
ELAD024ST00000 | Accessories | Metal Cable Gland Double comp. 3C*185 Sq.mm Aluminium Armour cable | ELA | D | 024 | ST | 000 | 00 |  |  | Nos | [5 empty] | ELAMTLCBLGLAND3CX185SQMMST | -
ELAD025ST00000 | Accessories | Metal Cable Gland Double comp. 3C*240 Sq.mm Aluminium Armour cable | ELA | D | 025 | ST | 000 | 00 |  |  | Nos | [5 empty] | ELAMTLCBLGLAND3CX240SQMMST | -
MODM008SC00500 | Accessories | USB to RS485 Converter (RJ 45 to USB A) , TCSMCNAM3M002P, USB to RS485 | MOD | M | 008 | SC | 005 | 00 |  |  | Nos | [5 empty] | MODACCESORIESSC007 | -
ELAU000NA00000 | Accessories | Rock Salt | ELA | U | 000 | NA | 000 | 00 |  |  | Nos | [5 empty] | ELACOMBINECODENA | 2
ELAP007NA00000 | Accessories | Cable tray 75x50x1.6x mm perforated | ELA | P | 007 | NA | 000 | 00 |  |  | Nos | [5 empty] | ELACBLTRAY75X50X1.6MMNA | -
ONGB101SA00001 | Accessories | Coupan with single core 4 sq.mm (min 10 meter) | ONG | B | 101 | SA | 000 | 01 |  |  | Nos | [5 empty] | ONGACCESS4SQM1CSA | -
ELAD013NA00000 | Accessories | PG 29 PVC Gland | ELA | D | 013 | NA | 000 | 00 |  |  | Job | [5 empty] | ELAPG29PVCGLANDNA | -
ELAS002ST00000 | Accessories | 5A 3 PIN TOP (pack of 2) Three Pin Plug | ELA | S | 002 | ST | 000 | 00 |  |  | Job | [5 empty] | ELA5A3PINPLUGST | -
ELAZ007NA00000 | Accessories | 6X6X2.75 inch Junction Box. | ELA | Z | 007 | NA | 000 | 00 |  |  | Nos | [5 empty] | ELAJB6X6X2.75INCHNA | -
ELAP008NA00100 | Accessories | Cable tray 100*25 GI perforatted | ELA | P | 008 | NA | 001 | 00 |  |  | Nos | [5 empty] | ELACBLTRAY100X25MMDT | -
MODO001NL00000 | Accessories | Antenna with cable - VSAT | MOD | O | 001 | NL | 000 | 00 |  |  | Nos | [5 empty] | MODVSATANTCBLNL | -
MODO002NL00000 | Accessories | Outdoor Ku BUC - VSAT | MOD | O | 002 | NL | 000 | 00 |  |  | Nos | [5 empty] | MODVSATOUTKUBUCNL | -
MODO003NL00000 | Accessories | Outdoor Ku LNB - VSAT | MOD | O | 003 | NL | 000 | 00 |  |  | Nos | [5 empty] | MODVSATOUTKULNBNL | -
MODO004NL00000 | Accessories | Indoor modem - VSAT | MOD | O | 004 | NL | 000 | 00 |  |  | Nos | [5 empty] | MODVSATINDMODNL | -
ELAB061ST00000 | Accessories | 1.0 sq.mm Coper ping type lugs | ELA | B | 061 | ST | 000 | 00 |  |  | Nos | [5 empty] | ELA1SQMMCOPPST | -
ELAP003ST00000 | Accessories | Cable tray MS - Size: 100X50X1.6 mm with coupler plate & Suitable nut bolt | ELA | P | 003 | ST | 000 | 00 |  |  | Nos | [5 empty] | ELACBLTRAYMS100X50MMDT | -
ELAP002ST00000 | Accessories | Cable tray MS - Size: 50X50X1.6mm with coupler plate & Suitable nut bolt | ELA | P | 002 | ST | 000 | 00 |  |  | Nos | [5 empty] | ELACBLTRAY50X50MMDT | -
ELAL006ST00000 | Accessories | Saddle UPVC 25 mm | ELA | L | 006 | ST | 000 | 00 |  |  | Nos | [5 empty] | ELASADDLEUPVC25MMST | -
ELAL007ST00000 | Accessories | Saddle PVC 50 mm | ELA | L | 007 | ST | 000 | 00 |  |  | Nos | [5 empty] | ELASADDLE50MMST | -
ELAK006NA00000 | Accessories | ANCHOR FASTNER PIN TYPE 10 X 75 MM | ELA | K | 006 | NA | 000 | 00 |  |  | Nos | [5 empty] | ELAANCHRFAST10x75MMST | -
ELAAE001ST00000 | Accessories | Ferrule Pipe 12 mm | ELA | A | E00 | 1S | T00 | 00 |  |  | Nos | [5 empty] | ELAFERRPIPE12MMSC | -
ELAB042VS00000 | Accessories | 16 SQ MM ALUMINUM RING TYPE LUGS M-6 HOLE | ELA | B | 042 | VS | 000 | 00 |  |  | Nos | [5 empty] | ELA16SQMALMM6MMLUGVS | -
ELAD026VS00000 | Accessories | PG-11.5 PVC Gland | ELA | D | 026 | VS | 000 | 00 |  |  | Nos | [5 empty] | ELAPVCPG11.5VS | -
ELAD027VS00000 | Accessories | PG-14 PVC Gland | ELA | D | 027 | VS | 000 | 00 |  |  | Nos | [5 empty] | ELAPVCPG14VS | -
ELAD028VS00000 | Accessories | PG-20 PVC Gland | ELA | D | 028 | VS | 000 | 00 |  |  | Nos | [5 empty] | ELAPVCPG20VS | -
ELAK003LB00000 | Accessories | WEDGE TYPE ANCHOR FASTNER 8 X 75 MM | ELA | K | 003 | LB | 000 | 00 |  |  | Nos | [5 empty] | ELAWEDGETYPE8x75MMLB | -
ONGA101Z000001 | Accessories | Reference Cell Permanent:cy/cuSo4 | ONG | A | 101 | Z0 | 000 | 01 |  |  | Nos | [5 empty] | ONFREFCELLCYCUS04 | 2
ELAK003NA00000 | Accessories | WEDGE TYPE ANCHOR FASTNER 8 X 75 MM | ELA | K | 003 | NA | 000 | 00 |  |  | Nos | [5 empty] | ELAWEDGETYPE8x75MMNA | -
ELAZ101NA00000 | Accessories | White 4x4 Inch PVC Junction Box | ELA | Z | 101 | NA | 000 | 00 |  |  | Nos | [5 empty] | ELAPVC4X4JBNA | 20
ELAZ102NA00000 | Accessories | White 6 x4 Inch PVC Junction Box | ELA | Z | 102 | NA | 000 | 00 |  |  | Nos | [5 empty] | ELAPVC6X4JBNA | 21
ELAB024ST00001 | Accessories | 2.5 SQ MM RING TypeLUGS | ELA | B | 024 | ST | 000 | 01 |  |  | Nos | [5 empty] | ELA2.5SQMMRINGST | 100
ELAU106VS00000 | Accessories | SMC ENCLOSURE BOX Dimension: 140 x 140 x 95mm | ELA | U | 106 | VS | 000 | 00 |  |  | Nos | [5 empty] | ELASMCENCSMCVS | 4
ELAY006ST00000 | Accessories | EPDM rubber “O” ring Dimensions: 67x7 mm | ELA | Y | 006 | ST | 000 | 00 |  |  | Nos | [5 empty] | ELARUBB67X7EPDMST | 410
AMRW001ST00000 | AMR | AMR Watermeter box Brand MMT, Size 325*260*180 | AMR | W | 001 | ST | 000 | 00 |  |  | Nos | [5 empty] | AMRWATERMTERMMTST | -
AMRB025ST00000 | AMR | BATTERY OPERATED ULTRASONIC WATER METER WITH LORA MODEM 25 MM DIA. | AMR | B | 025 | ST | 000 | 00 |  |  | Nos | [5 empty] | AMRBATTULTLORADN25ST | -
CABC204PO00003 | Cable | 2C X 1.5 SQ MM COPPER CONDUCTOR ARMORED CABLE 1100 V FRLS TYPE | CAB | C | 204 | PO | 000 | 03 |  |  | Mtr | [5 empty] | CAB2CR1.5SQMMARMRNA | -
CABC402PO00003 | Cable | 4C X 1.5 SQ MM COPPER CONDUCTOR ARMORED CABLE 1100 V FRLS TYPE | CAB | C | 402 | PO | 000 | 03 |  |  | Mtr | [5 empty] | CAB2CR1.5SQMMARMRPO | 1255
CABC602PO00003 | Cable | 6C X 1.5 SQ MM COPPER CONDUCTOR ARMORED CABLE 1100 V FRLS TYPE | CAB | C | 602 | PO | 000 | 03 |  |  | Mtr | [5 empty] | CAB6C1.5SQMMARMORPO | -
CABS501PO00003 | Cable | 5 P X 0.5 SQ MM COPPER CONDUCTOR SHIELDED ARMORED CABLE 1100 V FRLS TYPE | CAB | S | 501 | PO | 000 | 03 |  |  | Mtr | [5 empty] | CAB5P0.5SQMMCOPPPO | -
CABF405PO00007 | Cable | 0.75 SQ MM X 4 CORE FLEXIBLE PVC CABLE 1100 VOLT | CAB | F | 405 | PO | 000 | 07 |  |  | Nos | [5 empty] | CAB4CR0.75SQMMPVCPO | -
CABF901PO00007 | Cable | 0.75 SQ MM X 4 CORE FLEXIBLE PVC CABLE 1100 VOL | CAB | F | 901 | PO | 000 | 07 |  |  | Nos | [5 empty] | CAB10CR1SQMMPVCPO | -
CABF601PO00007 | Cable | 1 SQ MM X 6 CORE FLEXIBLE PVC CABLE 1100 VOL | CAB | F | 601 | PO | 000 | 07 |  |  | Nos | [5 empty] | CAB6CR1SQMMPVCPO | -
CABF203PO00007 | Cable | 1 SQ MM X 2 CORE FLEXIBLE PVC CABLE 1100 VOL | CAB | F | 203 | PO | 000 | 07 |  |  | Nos | [5 empty] | CAB2CR1SQMMPVCPO | 50
CABF111PO00007 | Cable | 16 SQ MM X 1 CORE FLEXIBLE PVC CABLE 1100 COL | CAB | F | 111 | PO | 000 | 07 |  |  | Nos | [5 empty] | CAB1CR16SQMMPVCPO | -
CABF401PO00007 | Cable | 1 SQ MM X 4 CORE FLEXIBLE PVC CABLE SILVER | CAB | F | 401 | PO | 000 | 07 |  |  | Nos | [5 empty] | CAB4CR1SQMMPVCPO | -
CABS504PO00003 | Cable | 6 P X 0.5 SQ MM COPPER CONDUCTOR SHIELDED ARMORED CABLE 1100 V FRLS TYPE | CAB | S | 504 | PO | 000 | 03 |  |  | Nos | [5 empty] | CAB6P0.5SQMMCOPPPO | -
CABF402PO00003 | Cable | 4 C X 1.5 SQ.MM IND FRLS FLEXIBLE CABLE | CAB | F | 402 | PO | 000 | 03 |  |  | Nos | [5 empty] | CAB4CR1.5SQMMFLEXPO | -
CABF602PO00003 | Cable | 6C X 1.5 SQ.MM IND FRLS MC FLEXIBLE CABLE | CAB | F | 602 | PO | 000 | 03 |  |  | Nos | [5 empty] | CAB6C1.5SQMMFRLSPO | -
CABF902PO00003 | Cable | 10C X 1.5 SQ.MM IND FRLS MC FLEXIBLE CABLE | CAB | F | 902 | PO | 000 | 03 |  |  | Nos | [5 empty] | CAB10C1.5SQMMFLEXNA | -
CABF302PO00003 | Cable | 3C X 1.5 SQ.MM IND FRLS FLEXIBLE CABLE | CAB | F | 302 | PO | 000 | 03 |  |  | Nos | [5 empty] | CAB3C1.5SQMMFLEXPO | -
CABF901PO00003 | Cable | 10C X 1 SQ.MM IND FRLS MC FLEXIBLE CABLE | CAB | F | 901 | PO | 000 | 03 |  |  | Nos | [5 empty] | CAB10CR1SQMMPVCFLEXPO | 400
CABF204PO00003 | Cable | 2C X 1.5 SQ.MM IND FRLS FLEXIBLE CABLE | CAB | F | 204 | PO | 000 | 03 |  |  | Nos | [5 empty] | CAB2CR1.5SQMMFLEXPO | -
CABF110LA00011 | Cable | 10 SQ.MM CABLE | CAB | F | 110 | LA | 000 | 11 |  |  | Nos | [5 empty] | CAB10SQMMLA | -
CABF305PO00007 | Cable | CABLE 0.5 SQ MM 3 CORE FLEXIBLE MULTISTRAND | CAB | F | 305 | PO | 000 | 07 |  |  | Nos | [5 empty] | CAB3CR0.5SQMMMULTIPO | -
CABO001FI00008 | Cable | SINGLE MODE FIBER OPTIC 6 F ARMORED CABLE | CAB | O | 001 | FI | 000 | 08 |  |  | Nos | [5 empty] | CABFO6FARMORFI | -
CABO002FI00008 | Cable | 12F SM ARMOURED FIBER CABLE | CAB | O | 002 | FI | 000 | 08 |  |  | Nos | [5 empty] | CABF12FSMARMORFI | -
CABF102PO00003 | Cable | 0.5 SQ MM 1 CORE FLEXIBLE POLYCAB MAKE CABLE | CAB | F | 102 | PO | 000 | 03 |  |  | Nos | [5 empty] | CAB1CR0.5SQMMPVCPO | -
CABF602PO00007 | Cable | CABF602PO00007 | CAB | F | 602 | PO | 000 | 07 |  |  | Nos | [5 empty] | CAB6CR1.5SQMMPVCPO | -
CABI401PO00007 | Cable | CABLE 1 SQ MM 4 CORE INSTRUMENTATION ARMORED SCREENED | CAB | I | 401 | PO | 000 | 07 |  |  | Nos | [5 empty] | CAB4CR1SQMMARMORPVCPO | -
CABI505PO00007 | Cable | CABLE 1 SQ MM 6 PAIR INSTRUMENTATION ARMORED SCREENED | CAB | I | 505 | PO | 000 | 07 |  |  | Nos | [5 empty] | CAB6PR1SQMMPVCPO | -
CABI204PO00007 | Cable | CABLE 1 SQ MM 2 COREINSTRUMENTATION ARMORED SCREENED | CAB | I | 204 | PO | 000 | 07 |  |  | Nos | [5 empty] | CAB2CR1SQMMARMORPVCPO | -
CABC404PO00006 | Cable | CABLE 4 CORE 4 SQ MM COPPER ARMOURED SINGLE STRAINED | CAB | C | 404 | PO | 000 | 06 |  |  | Nos | [5 empty] | CAB4CR4SQMMARMORPVCPO | -
CABT203PO00007 | Cable | CABLE 2 CORE 1 SQ MM SHIELDED BRAIDED FLEXIBLE | CAB | T | 203 | PO | 000 | 07 |  |  | Nos | [5 empty] | CAB2CR1SQMMSHEILDPVCPO | -
CABF207PO00007 | Cable | CABLE 2 CORE 16 SQ MM FLEXIBLE PVC | CAB | F | 207 | PO | 000 | 07 |  |  | Nos | [5 empty] | CAB2CR16SQMMPVCPO | -
CABF403KE00003 | Cable | CABLE 2.5 SQ MM 4 CORE FLEXIBLE FRLS | CAB | F | 403 | KE | 000 | 03 |  |  | Nos | [5 empty] | CAB4CR2.5SQMMPVCKE | -
CABF303KE00003 | Cable | CABLE 2.5 SQ MM 3 CORE FLEXIBLE FRLS | CAB | F | 303 | KE | 000 | 03 |  |  | Nos | [5 empty] | CAB3CR2.5SQMMPVCKE | -
CABF301KE00003 | Cable | CABLE 1 SQ MM 3 CORE FLEXIBLE FRLS | CAB | F | 301 | KE | 000 | 03 |  |  | Nos | [5 empty] | CAB3CR1SQMMPVCKE | -
CABF901KE00003 | Cable | CABLE 1 SQ MM 10 CORE FLEXIBLE FRLS | CAB | F | 901 | KE | 000 | 03 |  |  | Nos | [5 empty] | CAB10CR1SQMMPVCKE | -
CABI505KE00007 | Cable | CBALE 1 SQ MM 12 CORE KEI MAKE | CAB | I | 505 | KE | 000 | 07 |  |  | Nos | [5 empty] | CAB12CR2.51QMMPVCKE | -
CABI506PO00007 | Cable | CABLE 1 SQ MM 4 PARI POLYCAB | CAB | I | 506 | PO | 000 | 07 |  |  | Nos | [5 empty] | CAB4PR1SQMMPVCPO | -
CABF201PO00001 | Cable | CABLE 0.5 SQ MM 2 core PVC PVC POLYCAB | CAB | F | 201 | PO | 000 | 01 |  |  | Nos | [5 empty] | CAB2CR0.5SQMMPVCPO | -
CABF902KE00001 | Cable | CABLE 1.5 SQMM 10CORE COPPER FLEXIBLE PVC INSUATED | CAB | F | 902 | KE | 000 | 01 |  |  | Nos | [5 empty] | CAB10CR1.5SQMMPVCKE | -
CABF402KE00001 | Cable | CABLE 1.5 SQMM 4CORE COPPER FLEXIBLE PVC INSUATED | CAB | F | 402 | KE | 000 | 01 |  |  | Nos | [5 empty] | CAB4CR1.5SQMMCOPPERKE | -
CABF204KE00001 | Cable | CABLE 1.5 SQMM 2CORE COPPER FLEXIBLE PVC INSUATED | CAB | F | 204 | KE | 000 | 01 |  |  | Nos | [5 empty] | CAB2CR1.5SQMMCOPPERKE | -
CABF406NA00001 | Cable | Cable 4 core *10 sqmm PVC PVC | CAB | F | 406 | NA | 000 | 01 |  |  | Nos | [5 empty] | CAB4CR10SQMMCOPPERNA | -
CABF407NA00001 | Cable | Cable 4 core *16 sqmm PVC PVC | CAB | F | 407 | NA | 000 | 01 |  |  | Nos | [5 empty] | CAB4CR10SQMMCOPPERKE | -
CABI000KE00000 | Cable | Combine Code for Billing KEI Make | CAB | I | 000 | KE | 000 | 00 |  |  | Nos | [5 empty] | CABGENERALFOR BILLKE | -
CABD108NA00000 | Cable | 1 CORE 6 SQ MM DC CABLE FLEXIBLE | CAB | D | 108 | NA | 000 | 00 |  |  | Nos | [5 empty] | CAB1CR6SQMMDCNA | -
CABF403PO00001 | Cable | 4 Core X 2.5 sq.mm , PVC insulated flexible copper conducter cable | CAB | F | 403 | PO | 000 | 01 |  |  | Nos | [5 empty] | CAB4CR4SQMMFLEXNA | -
CABC702PO00009 | Cable | 7 Core X 1.5 sq.mm XLPE, PVC insulated copper conducter, Armour cable | CAB | C | 702 | PO | 000 | 09 |  |  | Nos | [5 empty] | CAB7C1.5SQMMXLPEPVCPO | -
CABF901PO00001 | Cable | 1 SQ MM X 10 CORE FLEXIBLE PVC CABLE | CAB | F | 901 | PO | 000 | 01 |  |  | Nos | [5 empty] | CAB10C1SQMMFLEXPVCNA | -
CABF401PO00001 | Cable | 1 SQ MM X 4 CORE FLEXIBLE PVC CABLE | CAB | F | 401 | PO | 000 | 01 |  |  | Nos | [5 empty] | CAB4CR1SQMMPVCNA | -
CABE000NA00000 | Cable | 3+1 copper coaxial Cable | CAB | E | 000 | NA | 000 | 00 |  |  | Nos | [5 empty] | CAB3PLUS1COPPERCOAXNA | -
CABW102NA00000 | Cable | 0.75 Sq mm ISI Grey Cable for controll wiring | CAB | W | 102 | NA | 000 | 00 |  |  | Nos | [5 empty] | CAB2CR0.75SQMMNA | -
CABW110NA00000 | Cable | 10 SQ MM POWER CABLE | CAB | W | 110 | NA | 000 | 00 |  |  | Nos | [5 empty] | CAB10SQMMPWRNA | -
CABC303NA00009 | Cable | 3 C X 2.5 SQ MM XLPE INSULATED COPPER CONDUCTOR ALUMINIUM ARMORED 1100 V CABLE | CAB | C | 303 | NA | 000 | 09 |  |  | Nos | [5 empty] | CAB3CR2.5SQMMXLPENA | -
CABC902NA00009 | Cable | 10 C X 1.5 SQ MM XLPE INSULATED COPPER CONDUCTOR ALUMINIUM ARMORED 1100 V CABLE | CAB | C | 902 | NA | 000 | 09 |  |  | Nos | [5 empty] | CAB10C1.5SQMMXLPENA | -
CABC204NA00009 | Cable | 2 C X 1.5 SQ MM XLPE INSULATED COPPER CONDUCTOR ALUMINIUM ARMORED 1100 V CABLE | CAB | C | 204 | NA | 000 | 09 |  |  | Nos | [5 empty] | CAB2CR1.5SQMMXLPENA | -
CABC507PO00003 | Cable | 2P X 0.5 Sq.mm XLPE conductor, FRLS PVC insulated Armour cable | CAB | C | 507 | PO | 000 | 03 |  |  | Nos | [5 empty] | CAB2P0.5SQMMXLPEPO | -
CABC508PO00003 | Cable | 4P X 0.5 Sq.mm XLPE conductor FRLS PVC insulated Armour cable | CAB | C | 508 | PO | 000 | 03 |  |  | Nos | [5 empty] | CAB4P0.5SQMMXLPEPO | -
CABC403PO00003 | Cable | 4C X 2.5 Sq.mm XLPE conductor FRLS PVC insulated Armour cable | CAB | C | 403 | PO | 000 | 03 |  |  | Nos | [5 empty] | CAB4C2.5SQMMXLPEPO | -
CABS204PO00003 | Cable | 2C*1.5 Sq. mm FRLS, XLPE insulated shielded copper conductor Armour cable | CAB | S | 204 | PO | 000 | 03 |  |  | Nos | [5 empty] | CAB2C1.5SQMMXLPEPO | -
CABB001NA00000 | Cable | "HPE DL380 Gen10 2U RACK 24u 600*1000 with accessories included 4 fan 1 5skt 5/15 amp pdu MCB 1 full tray 1 cable manager " | CAB | B | 001 | NA | 000 | 00 |  |  | Nos | [5 empty] | CABETHERNETCAT6NA | 250
CABF404NA00001 | Cable | CABLE 4 SQ MM 4 CORE flexible cable | CAB | F | 404 | NA | 000 | 01 |  |  | Nos | [5 empty] | CAB4C4SQMMFLEXNA | -
CABF701NA00001 | Cable | CABLE 1 SQ MM 7 CORE flexible cable | CAB | F | 701 | NA | 000 | 01 |  |  | Nos | [5 empty] | CAB7CR1SQMMFLEXNA | -
CABC302PO00009 | Cable | 3 Core X 1.5sq.mm,1100 V, XLPE Insulated and Multi Core Copper Conductor Industrial Armour Cables | CAB | C | 302 | PO | 000 | 09 |  |  | Nos | [5 empty] | CAB3CR1.5SQMMXLPENA | -
CABF501NA00009 | Cable | 5 Core X 1 Sq.mm XLPE Insulated and PVC Round Sheathed Multi Core Copper Conductor | CAB | F | 501 | NA | 000 | 09 |  |  | Nos | [5 empty] | CAB5CR1.5SQMMPVCNA | -
CABF001PP00000 | Cable | 8 Core 2 Core Cable Set | CAB | F | 001 | PP | 000 | 00 |  |  | Nos | [5 empty] | CAB8C2CCBLSETNA | -
CABC602NA00009 | Cable | TCL cable | CAB | C | 602 | NA | 000 | 09 |  |  | Nos | [5 empty] | CAB6C1.5SQMMCOPPNA | -
CABF402NA00006 | Cable | 4 Core * 1.5 Sq, mm Flexible Cable | CAB | F | 402 | NA | 000 | 06 |  |  | Nos | [5 empty] | CAB4CR1.5SQMMFLEXNA | -
CABO002NA00008 | Cable | FIBER OPTIC CABLE 12 CORE SINGLE MODE | CAB | O | 002 | NA | 000 | 08 |  |  | Nos | [5 empty] | CABFIBOPT12CNA | -
CABF203PO00001 | Cable | 2 Core 1Sq. mm flexible cable | CAB | F | 203 | PO | 000 | 01 |  |  | Nos | [5 empty] | CAB2C1SQMMFLEXNA | -
CABF108NA00003 | Cable | 1C-6 SQ MM FLEXIBLE FRLS CABLE | CAB | F | 108 | NA | 000 | 03 |  |  | Nos | [5 empty] | CAB1CR6SQMMFLEXNA | -
CABF162PO00009 | Cable | 12C*1Sq mm XLPE Insulated Copper Conductor Industrial Armour Cables | CAB | F | 162 | PO | 000 | 09 |  |  | Job | [5 empty] | CAB12CR1SQMMXLPEPO | -
CABC500PO00002 | Cable | 1 Pair x 0.75 sq mm, twisted pair, FR Type, with Al. mylar tape (White Positive, Blue Negative), GI armored cable | CAB | C | 500 | PO | 000 | 02 |  |  | Job | [5 empty] | CAB1P0.75SQMMPO | 5015
CABC509PO00002 | Cable | 2 Pair x 0.75 sq mm, twisted pair, FR Type, with Al. mylar tape (White Positive, Blue Negative), GI armored cable | CAB | C | 509 | PO | 000 | 02 |  |  | Job | [5 empty] | CAB2P0.75SQMMPO | 1655
CABC505PO00002 | Cable | 6 Pair x 0.75 sq mm, twisted pair, FR Type, with Al. mylar tape (White Positive, Blue Negative), GI armored cable | CAB | C | 505 | PO | 000 | 02 |  |  | Job | [5 empty] | CAB6P0.75SQMMPO | 260
CABC510PO00007 | Cable | 2 Pair x 1 sq.mm as per IS 694 copper Shielded twisted, multistranded armoured cablew on | CAB | C | 510 | PO | 000 | 07 |  |  | Job | [5 empty] | CAB2P1SQMMCOPPPO | -
CABJ507AL00100 | Cable | 2 pair x 0.5 sqmm armored jelly | CAB | J | 507 | AL | 001 | 00 |  |  | Nos | [5 empty] | CAB2P0.64SQMMARMORNA | -
CABJ504AL00200 | Cable | 4 pair x 0.5 sqmm armored jelly | CAB | J | 504 | AL | 002 | 00 |  |  | Nos | [5 empty] | CAB4P0.34SQMMARMORNA | -
CABJ163AL00300 | Cable | 20 pair x 0.5 sqmm armored jelly | CAB | J | 163 | AL | 003 | 00 |  |  | Nos | [5 empty] | CAB20P0.38SQMMARMORNA | -
CABI905NA00001 | Cable | 14CX1.5 sq.mm, Instrumentation cables Armoured Screened instrumentation cable - 1.5 Sqmm Paired | CAB | I | 905 | NA | 000 | 01 |  |  | Nos | [5 empty] | CAB14C1.5SQMMNA | -
CABB101NA00000 | Cable | Dlink Cat6 1Mtr | CAB | B | 101 | NA | 000 | 00 |  |  | Nos | [5 empty] | CABCAT61MTRNA | 25
CABF403PO00003 | Cable | 2.5sqmm*4core Copper Flexible Cable-FRLS | CAB | F | 403 | PO | 000 | 03 |  |  | Nos | [5 empty] | CAB2.5SQMM4CFLEXPO | 2730
CABF303NA00003 | Cable | 2.5sqmm*3core Copper Flexible Cable FRLS Black | CAB | F | 303 | NA | 000 | 03 |  |  | Nos | [5 empty] | CAB2.5SQMM3CFLEXNA | 2600
CABF203NA00003 | Cable | 1sqmm*2core Copper Flexible Cable FRLS-Black | CAB | F | 203 | NA | 000 | 03 |  |  | Nos | [5 empty] | CAB1SQMM2CFLEXNA | 2600
CABF901NA00003 | Cable | 10core*1sqmm Copper Flexible Cable Black-FRLS | CAB | F | 901 | NA | 000 | 03 |  |  | Nos | [5 empty] | CAB1SQMM10CFLEXNA | 300
CABF402PO00001 | Cable | 4 core x 1.5 Sq.mm Copper PVC Flexible Cable | CAB | F | 402 | PO | 000 | 01 |  |  | Nos | [5 empty] | CAB1.5SQMM4CFLEXNA | 200
CABF902PO00001 | Cable | 10 core x1.5 Sq mm Copper Flexible Insulated Cable | CAB | F | 902 | PO | 000 | 01 |  |  | Nos | [5 empty] | CAB1.5SQMM10CFLEXPO | 400
CABF000PO00000 | Cable | Supply of Cable for All Accessories | CAB | F | 000 | PO | 000 | 00 |  |  | Nos | [5 empty] | CABACCESSRIESPO | 2
CIMA004NA00000 | CIMCON Products | SLC 3100 | CIM | A | 004 | NA | 000 | 00 |  |  | Nos | [5 empty] | PROD-125 | -
CIMA012NA00000 | CIMCON Products | 4G Wireless gateway and DCU | CIM | A | 012 | NA | 000 | 00 |  |  | Nos | [5 empty] | PROD-135 | -
CIMA015NA00000 | CIMCON Products | Handheld Unit | CIM | A | 015 | NA | 000 | 00 |  |  | Nos | [5 empty] | PROD-136 | -
CIMB006AB00000 | CIMCON Products | CIMCON MAKE MODEM - 4G GSM/GPRS | CIM | B | 006 | AB | 000 | 00 |  |  | Nos | [5 empty] | PROD-126 | -
CIMB005AB00000 | CIMCON Products | CIMCON MAKE iRTU 6000 ++ | CIM | B | 005 | AB | 000 | 00 |  |  | Nos | [5 empty] | PROD-132 | -
CIMB0030300000 | CIMCON Products | CIMCON MAKE RTU 6000-32 DI-16 DO | CIM | B | 003 | 03 | 000 | 00 |  |  | Nos | [5 empty] | MOD-PROD-015-040 | -
CIMB0030500000 | CIMCON Products | CIMCON MAKE RTU 6000 REDUNDANT SYTEM | CIM | B | 003 | 05 | 000 | 00 |  |  | Nos | [5 empty] | MOD-PROD-015-006 | -
CIMB0070600000 | CIMCON Products | IRTS10 (TLP) 4AI AND 2DI | CIM | B | 007 | 06 | 000 | 00 |  |  | Nos | [5 empty] | PRDO-113 | -
CIMB003NA00300 | CIMCON Products | CIMCON MAKE SPD FOR RTU 6000 | CIM | B | 003 | NA | 003 | 00 |  |  | Nos | [5 empty] | MOD--017 | -
CIMB003NA00400 | CIMCON Products | CIMCON MAKE ANTENNA FOR iRTU 6000 | CIM | B | 003 | NA | 004 | 00 |  |  | Nos | [5 empty] | ANT024 | -
CIMB003HM00000 | CIMCON Products | CIMCON MAKE KBD | CIM | B | 003 | HM | 000 | 00 |  |  | Nos | [5 empty] | MOD-PROD-015-028 | -
CIMD001AB00000 | CIMCON Products | Vibit | CIM | D | 001 | AB | 000 | 00 |  |  | Nos | [5 empty] | PROD-005 | -
CIMD002AB00000 | CIMCON Products | Vibit SMPS | CIM | D | 002 | AB | 000 | 00 |  |  | Nos | [5 empty] | SUB025 | -
CIMD003AB00000 | CIMCON Products | Vibit Wifi router | CIM | D | 003 | AB | 000 | 00 |  |  | Nos | [5 empty] | SUB024 | -
CIMB006GM00000 | CIMCON Products | Rtu 6000++ inbuilt Modem | CIM | B | 006 | GM | 000 | 00 |  |  | Nos | [5 empty] | PROD-132 1 | -
CIMC011LR00000 | CIMCON Products | LRTU3000 | CIM | C | 011 | LR | 000 | 00 |  |  | Nos | [5 empty] | PROD-142 | -
CIMC012LR00000 | CIMCON Products | LRTU1000 | CIM | C | 012 | LR | 000 | 00 |  |  | Nos | [5 empty] | PROD-143 | -
CIMC013LR00000 | CIMCON Products | Lora Gateway | CIM | C | 013 | LR | 000 | 00 |  |  | Nos | [5 empty] | MOD175 | -
CIME006AB00000 | CIMCON Products | iEdge RTU platform with application development | CIM | E | 006 | AB | 000 | 00 |  |  | Nos | [5 empty] | #N/A | -
CIMA005NA00000 | CIMCON Products | NBiOT SLC | CIM | A | 005 | NA | 000 | 00 |  |  | Nos | [5 empty] | PROD-124 | -
CIMA006NA00000 | CIMCON Products | LCDCU | CIM | A | 006 | NA | 000 | 00 |  |  | Nos | [5 empty] | PROD-094 | -
CIMC017AB00000 | CIMCON Products | GPS MODEM | CIM | C | 017 | AB | 000 | 00 |  |  | Nos | [5 empty] | PROD-051 | -
CIMC018AB00000 | CIMCON Products | GPS Modem(Graylogix) | CIM | C | 018 | AB | 000 | 00 |  |  | Nos | [5 empty] | PROD-092 | -
CIMC019AB00000 | CIMCON Products | GSM MODEM SIM900 | CIM | C | 019 | AB | 000 | 00 |  |  | Nos | [5 empty] | PROD-029 | -
CIMC020AB00000 | CIMCON Products | iFPC3000 | CIM | C | 020 | AB | 000 | 00 |  |  | Nos | [5 empty] | PROD-102 | -
CIMC021AB00000 | CIMCON Products | iPMU4000 With Memory | CIM | C | 021 | AB | 000 | 00 |  |  | Nos | [5 empty] | PROD-017 | -
CIMC022AB00000 | CIMCON Products | iRTU1000 V2 | CIM | C | 022 | AB | 000 | 00 |  |  | Nos | [5 empty] | PROD-030 | -
CIMC023AB00000 | CIMCON Products | iRTU3000-A | CIM | C | 023 | AB | 000 | 00 |  |  | Nos | [5 empty] | PROD-061 | -
CIMC024AB00000 | CIMCON Products | iSLC-10 V2 With GSM | CIM | C | 024 | AB | 000 | 00 |  |  | Nos | [5 empty] | PROD-027 | -
CIMC025AB00000 | CIMCON Products | iRTU6000 | CIM | C | 025 | AB | 000 | 00 |  |  | Nos | [5 empty] | PROD-015 | -
CIMC026AB00000 | CIMCON Products | iSLC-10 V2 Without GSM | CIM | C | 026 | AB | 000 | 00 |  |  | Nos | [5 empty] | PROD-028 | -
CIMC027AB00000 | CIMCON Products | RF Reapeter | CIM | C | 027 | AB | 000 | 00 |  |  | Nos | [5 empty] | PROD-75 | -
CIMA007NA00000 | CIMCON Products | EM Meter | CIM | A | 007 | NA | 000 | 00 |  |  | Nos | [5 empty] | PROD-089 | -
CIMB004AB00000 | CIMCON Products | iRTU9000 for GMDA | CIM | B | 004 | AB | 000 | 00 |  |  | Nos | [5 empty] | PROD-011 | -
CIMB028AB00000 | CIMCON Products | edge RTU for GMDA | CIM | B | 028 | AB | 000 | 00 |  |  | Nos | [5 empty] | PROD-132GMDA | -
CIMB029AB00000 | CIMCON Products | iRTS20 | CIM | B | 029 | AB | 000 | 00 |  |  | Nos | [5 empty] | PROD-116 | -
CIMB030AB00000 | CIMCON Products | FEP | CIM | B | 030 | AB | 000 | 00 |  |  | Nos | [5 empty] | PROD-013 | -
CIMF029AB00000 | CIMCON Products | iRTS -20 , GSM BASE DATA LOGGER FOR COMPUTERISED TEST STATION UNIT (CTSU) | CIM | F | 029 | AB | 000 | 00 |  |  | Job | [5 empty] | PROD-144 | -
CIVC000XX00000 | Civil | CEMENT | CIV | C | 000 | XX | 000 | 00 |  |  | Nos | [5 empty] | CEMENT | -
CIVE000XX00000 | Civil | CIVE000XX00000 | CIV | E | 000 | XX | 000 | 00 |  |  | Nos | [5 empty] | FALSECEILING | -
ELAJ001ST00000 | Dam Project Instrument | GRIP 10 X 50 | ELA | J | 001 | ST | 000 | 00 |  |  | Mtr | [5 empty] | ELACOMPRESGLAND15MMST | -
DPIA001AL00100 | Dam Project Instrument | Vibrationg Wire Piezometer Range: 0 to 10 kg/Sq cm Accuracy: ± 0.5 % FS | DPI | A | 001 | AL | 001 | 00 |  |  | Nos | [5 empty] | DPIDIGITALINST001AL | -
DPIB002AL00700 | Dam Project Instrument | Portable digital readout unit | DPI | B | 002 | AL | 007 | 00 |  |  | Nos | [5 empty] | DPIDIGITALINST003AL | -
DPIE000AL00300 | Dam Project Instrument | Seepage Measurement Dam (900x450x3mm), Range: 1000 mm of wc, Resolution: 0.03% | DPI | E | 000 | AL | 003 | 00 |  |  | Nos | [5 empty] | DPIDIGITALINST004AL | -
DPIC000AL00801 | Dam Project Instrument | Digital inclionometer probe, mobile data logger, cable reel with 50 m cable & dummy probe suitable for 50 m depth | DPI | C | 000 | AL | 008 | 01 |  |  | Nos | [5 empty] | DPIDIGITALINST005AL | -
DPIF000AL01000 | Dam Project Instrument | Surface settlement point on parapet wall | DPI | F | 000 | AL | 010 | 00 |  |  | Nos | [5 empty] | DPIDIGITALINST006AL | -
DPIG000AL01100 | Dam Project Instrument | Surface settlement point on embankment | DPI | G | 000 | AL | 011 | 00 |  |  | Nos | [5 empty] | DPIDIGITALINST007AL | -
DPIH000WE00000 | Dam Project Instrument | Automatic water level recorder (elect.) | DPI | H | 000 | WE | 000 | 00 |  |  | Nos | [5 empty] | DPIDIGITALINST008WE | -
DPII000RI00000 | Dam Project Instrument | Automatic weather station | DPI | I | 000 | RI | 000 | 00 |  |  | Nos | [5 empty] | DPIDIGITALINST009AL | -
DPIJ000AL00000 | Dam Project Instrument | Strong motion accelerograph | DPI | J | 000 | AL | 000 | 00 |  |  | Nos | [5 empty] | DPIDIGITALINST010AL | -
DPIM005AL01200 | Dam Project Instrument | Data Acquisition System (48 channel) | DPI | M | 005 | AL | 012 | 00 |  |  | Nos | [5 empty] | DPIDIGITALINST011AL | -
DPIP000AL01304 | Dam Project Instrument | PVC Cable Splicing Kit (Accessories - V.W Piezometer) | DPI | P | 000 | AL | 013 | 04 |  |  | Nos | [5 empty] | DPIDIGITALINST012AL | -
DPIP000AL01405 | Dam Project Instrument | Cable Sealing Compound (Accessories - V.W Piezometer) | DPI | P | 000 | AL | 014 | 05 |  |  | Nos | [5 empty] | DPIDIGITALINST013AL | -
DPIP000AL01506 | Dam Project Instrument | Lockble Protective Cover (Accessories - V.W Piezometer) | DPI | P | 000 | AL | 015 | 06 |  |  | Nos | [5 empty] | DPIDIGITALINST014AL | -
DPIP000AL01607 | Dam Project Instrument | Top Cap For Inclinometer Casing (Accessories - Inclinometer) | DPI | P | 000 | AL | 016 | 07 |  |  | Nos | [5 empty] | DPIDIGITALINST015AL | -
DPIP000AL01708 | Dam Project Instrument | Bottom Cap For Inclinometer Casing (Accessories - Inclinometer) | DPI | P | 000 | AL | 017 | 08 |  |  | Nos | [5 empty] | DPIDIGITALINST016AL | -
DPIP000AL01809 | Dam Project Instrument | Coupling For Inclinometer Casing (Accessories - Inclinometer) | DPI | P | 000 | AL | 018 | 09 |  |  | Nos | [5 empty] | DPIDIGITALINST017AL | -
DPIP000AL01910 | Dam Project Instrument | Pop Rivet Pack of 200 Rivets | DPI | P | 000 | AL | 019 | 10 |  |  | Nos | [5 empty] | DPIDIGITALINST018AL | -
DPIP000AL02011 | Dam Project Instrument | Mastic Tape Roll 10m ( for making water proof joint for 2 no 3m long ABS Inclinometer casing | DPI | P | 000 | AL | 020 | 11 |  |  | Nos | [5 empty] | DPIDIGITALINST019AL | -
DPIP000AL02112 | Dam Project Instrument | Spider magnet @5m and datum magnet | DPI | P | 000 | AL | 021 | 12 |  |  | Nos | [5 empty] | DPIDIGITALINST020AL | -
DPIP000AL02213 | Dam Project Instrument | Probe with sounder suitable for 50 m depth | DPI | P | 000 | AL | 022 | 13 |  |  | Nos | [5 empty] | DPIDIGITALINST021AL | -
DPIP000AL02314 | Dam Project Instrument | Accessories for Lop wire release Pin and Release wire link for three bore holes | DPI | P | 000 | AL | 023 | 14 |  |  | Nos | [5 empty] | DPIDIGITALINST022AL | -
DPIQ006AL02400 | Dam Project Instrument | Channel Expansion Module (DAS) | DPI | Q | 006 | AL | 024 | 00 |  |  | Nos | [5 empty] | DPIDIGITALINST023AL | -
ELAU101TR00000 | Earthing | EARTHING RODE WINA BFC BAG 17.2/3 MM | ELA | U | 101 | TR | 000 | 00 |  |  | Nos | [5 empty] | ELAEARTHINGELECTRTR | -
ELAU201TR00000 | Earthing | EARTHING PIT COVER POLYPLAST SMALL SIZE | ELA | U | 201 | TR | 000 | 00 |  |  | Nos | [5 empty] | ELAEARTHINGPITTR | -
ELAU105VS00000 | Earthing | EARTHING RODE PRIME SERIES 80/3 GI | ELA | U | 105 | VS | 000 | 00 |  |  | Nos | [5 empty] | ELAEARTHINGRODE80/3VS | -
ELAU101NA00000 | Earthing | EARTHING BFC CHEMICAL BAG PRIME 25 KG | ELA | U | 101 | NA | 000 | 00 |  |  | Nos | [5 empty] | ELAEARTHINGELEC17.2PITNA | -
ELAU107VS00000 | Earthing | EARNAING RODE PRIME SERIES 80/2 GI | ELA | U | 107 | VS | 000 | 00 |  |  | Nos | [5 empty] | ELAEARTHINGROD80/2VS | -
ELAU108VS00000 | Earthing | FRP EARNA PIT COVER SMALL | ELA | U | 108 | VS | 000 | 00 |  |  | Nos | [5 empty] | ELAFRPEARTHPITVS | -
ELAU109TR00000 | Earthing | EARTHING STRIP GI 25X3 MM | ELA | U | 109 | TR | 000 | 00 |  |  | Nos | [5 empty] | ELAEARTHING25X3TR | -
ELAU110TR00000 | Earthing | EARTHING ELECTRODE WITH BFC BAG 17.2 PIT COVER SMALL POLYPLAST | ELA | U | 110 | TR | 000 | 00 |  |  | Nos | [5 empty] | ELAEARTHINGELEC17.2PITTR | -
ELAU111NA00000 | Earthing | LIGHTNING ARRESTER | ELA | U | 111 | NA | 000 | 00 |  |  | Nos | [5 empty] | ELALIGHTARESSNA | -
ELAU203NA00000 | Earthing | Earthing GI Plate 600*600*3 mm | ELA | U | 203 | NA | 000 | 00 |  |  | Nos | [5 empty] | ELAEARTHINGGI600X600X3NA | -
ELAU108NA00000 | Earthing | Earhing Pit cover | ELA | U | 108 | NA | 000 | 00 |  |  | Nos | [5 empty] | ELAEARTHINGPITCVRNA | -
ELAU109NA00000 | Earthing | GI strip 25*5 mm | ELA | U | 109 | NA | 000 | 00 |  |  | Nos | [5 empty] | ELAEARTHING25X3NA | -
ELAU204NA00000 | Earthing | Charkol solid | ELA | U | 204 | NA | 000 | 00 |  |  | Nos | [5 empty] | ELACHARCOLSLDNA | -
ELAU113KA00600 | Earthing | Early Streamer Emission (ESE) Lightning Rod - 87 meters radius | ELA | U | 113 | KA | 006 | 00 |  |  | Nos | [5 empty] | ELAESELIGHTROD87MKA | 1
ELAU206ST00000 | Earthing | Earthing Copper Strip size 50x6mm | ELA | U | 206 | ST | 000 | 00 |  |  | Nos | [5 empty] | ELACOPPERSTRIP50x6MM | -
ELAU207ST00000 | Earthing | Earthing Copper Strip size 25x6mm | ELA | U | 207 | ST | 000 | 00 |  |  | Nos | [5 empty] | ELACOPPERSTRIP25x6MM | -
EFMR008PL00004 | EFM | ELECTROMAGNETIC FLOW METER 250MM WINA REMOTE DISPLAY &8 METER CABLE | EFM | R | 008 | PL | 000 | 04 |  |  | Nos | [5 empty] | 8093250MMRD | -
EFMR009PL00005 | EFM | ELECTROMAGNETIC FLOW METER 300MM WINA REMOTE DISPLAY &8 METER CABLE | EFM | R | 009 | PL | 000 | 05 |  |  | Nos | [5 empty] | EFMREMDIS300MM8MTRPL | -
EFMR006PL00006 | EFM | ELECTROMAGNETIC FLOW METER 150MM WINA REMOTE DISPLAY &8 METER CABLE | EFM | R | 006 | PL | 000 | 06 |  |  | Nos | [5 empty] | EFMREMOTEDIS150MM | -
EFMR007PL00004 | EFM | ELECTROMAGNETIC FLOW METER 200MM WINA REMOTE DISPLAY &8 METER CABLE | EFM | R | 007 | PL | 000 | 04 |  |  | Nos | [5 empty] | 8093200MMRD | -
EFMI006PL00004 | EFM | ELECTROMAGNETIC FLOW METER 150MM WINA INTEGRAL DISPLAY | EFM | I | 006 | PL | 000 | 04 |  |  | Nos | [5 empty] | 8093150MMID | -
EFMI006PL00005 | EFM | ELECTROMAGNETIC FLOW METER 200MM WINA INTEGRAL DISPLAY | EFM | I | 006 | PL | 000 | 05 |  |  | Nos | [5 empty] | 8093200MMID | -
EFMR005SB00103 | EFM | ELECTROMAGNETIC FLOW METER WINA REMOTE TRANSMITTER WINA DISPLAY 125MM WINA 20 METER CABLE, ELECTRODE SS316 L, BODY: CI, HARD RUBBER | EFM | R | 005 | SB | 001 | 03 |  |  | Nos | [5 empty] | 151MFM125MM | -
EFMF004FT00000 | EFM | 100 MM FULL BORE FLOWTECH FLOW METER WINA 20 MTR CABLE | EFM | F | 004 | FT | 000 | 00 |  |  | Nos | [5 empty] | EFMFULLBOREFLOWFL | -
EFMF004MI00302 | EFM | 100 MM FULL BORE FLOW METER WINA 15 MTR CABLE REMOT TYPE | EFM | F | 004 | MI | 003 | 02 |  |  | Nos | [5 empty] | MFE600Z-AS0-100-103-15MTR | -
EFMB001EL00000 | EFM | BATTERY OPERATED FLOW METER | EFM | B | 001 | EL | 000 | 00 |  |  | Mtr | [5 empty] | ELMAG600DN050MM | -
EFMB002EL00000 | EFM | BATTERY OPERATED FLOW METER | EFM | B | 002 | EL | 000 | 00 |  |  | Nos | [5 empty] | ELMAG600DN065MM | -
EFMB003EL00000 | EFM | BATTERY OPERATED FLOW METER | EFM | B | 003 | EL | 000 | 00 |  |  | Mtr | [5 empty] | ELMAG600DN080MM | -
EFMB004EL00000 | EFM | BATTERY OPERATED FLOW METER | EFM | B | 004 | EL | 000 | 00 |  |  | Nos | [5 empty] | ELMAG600DN100MM | -
EFMF008FT00203 | EFM | ELECTROMAGNETIC FLOWMETER | EFM | F | 008 | FT | 002 | 03 |  |  | Nos | [5 empty] | EFMELECFLOWMTRFT | -
EFMF009FT00203 | EFM | ELECTROMAGNETIC FLOWMETER | EFM | F | 009 | FT | 002 | 03 |  |  | Nos | [5 empty] | EFMELECFLOWMTR300MMFT | -
EFMB005EL00000 | EFM | BATTERY OPERATED FLOW METER | EFM | B | 005 | EL | 000 | 00 |  |  | Nos | [5 empty] | ELMAG600DN125MM | -
EFMB006EL00000 | EFM | BATTERY OPERATED FLOW METER | EFM | B | 006 | EL | 000 | 00 |  |  | Nos | [5 empty] | ELMAG600DN150MM | -
EFMB007EL00000 | EFM | BATTERY OPERATED FLOW METER | EFM | B | 007 | EL | 000 | 00 |  |  | Nos | [5 empty] | ELMAG600DN200MM | -
EFMB008EL00000 | EFM | BATTERY OPERATED FLOW METER | EFM | B | 008 | EL | 000 | 00 |  |  | Nos | [5 empty] | ELMAG600DN250MM | -
EFMB009EL00000 | EFM | BATTERY OPERATED FLOW METER | EFM | B | 009 | EL | 000 | 00 |  |  | Mtr | [5 empty] | ELMAG600DN300MM | -
EFMB010EL00000 | EFM | BATTERY OPERATED FLOW METER | EFM | B | 010 | EL | 000 | 00 |  |  | Nos | [5 empty] | ELMAG600DN350MM | -
EFMR008SB00103 | EFM | 250 MM FULL BORE FLOWTECH FLOW METER | EFM | R | 008 | SB | 001 | 03 |  |  | Nos | [5 empty] | 151MFMWRN250RD | -
EFMR004SB00103 | EFM | ELECTROMAGNETIC FLOW METER WINA REMOTE TRANSMITTER WINA DISPLAY 100MM WINA 20 METER CABLE, ELECTRODE SS316 L, BODY: CI, HARD RUBBER | EFM | R | 004 | SB | 001 | 03 |  |  | Nos | [5 empty] | 151MFM100MM | -
EFMR006SB00103 | EFM | ELECTROMAGNETIC FLOW METER WINA REMOTE TRANSMITTER WINA DISPLAY 100MM WINA 20 METER CABLE, ELECTRODE SS316 L, BODY: CI, HARD RUBBER | EFM | R | 006 | SB | 001 | 03 |  |  | Nos | [5 empty] | 151MFMWRN150MM8MTRSB | -
EFMR007SB00103 | EFM | ELECTROMAGNETIC FLOW METER WINA REMOTE TRANSMITTER WINA DISPLAY 100MM WINA 20 METER CABLE, ELECTRODE SS316 L, BODY: CI, HARD RUBBER | EFM | R | 007 | SB | 001 | 03 |  |  | Mtr | [5 empty] | 151MFMWRN200 | 1
EFMR001SB00103 | EFM | ELECTROMAGNETIC FLOW METER WINA REMOTE TRANSMITTER WINA DISPLAY 100MM WINA 20 METER CABLE, ELECTRODE SS316 L, BODY: CI, HARD RUBBER | EFM | R | 001 | SB | 001 | 03 |  |  | Nos | [5 empty] | 151MFMWRN050RD | -
EFMR002SB00103 | EFM | ELECTROMAGNETIC FLOW METER WINA REMOTE TRANSMITTER WINA DISPLAY 100MM WINA 20 METER CABLE, ELECTRODE SS316 L, BODY: CI, HARD RUBBER | EFM | R | 002 | SB | 001 | 03 |  |  | Nos | [5 empty] | 151MFMWRN065RD | -
EFMR003SB00103 | EFM | ELECTROMAGNETIC FLOW METER WINA REMOTE TRANSMITTER WINA DISPLAY 100MM WINA 20 METER CABLE, ELECTRODE SS316 L, BODY: CI, HARD RUBBER | EFM | R | 003 | SB | 001 | 03 |  |  | Nos | [5 empty] | 151MFMWRN080RD | 9
EFMF011FT00003 | EFM | 40 MM FULL BORE FLOWTECH FLWO METER 20 MTR CABLE | EFM | F | 011 | FT | 000 | 03 |  |  | Nos | [5 empty] | FLOWMAG900N040RD | -
EFMF006FT00000 | EFM | 150 MM FULL BORE FLOWTECH FLOW METER WINA 20 MTR CABLE | EFM | F | 006 | FT | 000 | 00 |  |  | Nos | [5 empty] | FLOWMAG900N1503HP | -
EFMG001SB00100 | EFM | POWER CARD ASSEMBLY | EFM | G | 001 | SB | 001 | 00 |  |  | Nos | [5 empty] | SBEMPOWERCORD | -
EFMG002SB00100 | EFM | 24 VDC PCB CARD | EFM | G | 002 | SB | 001 | 00 |  |  | Nos | [5 empty] | SBEM24VDCPCBCARD | -
EFMG003SB00100 | EFM | CPU PCB ASSEMBLY | EFM | G | 003 | SB | 001 | 00 |  |  | Nos | [5 empty] | SBEMCPUCARD | -
EFMG004SB00100 | EFM | 2 LINE DISPLAY PCB | EFM | G | 004 | SB | 001 | 00 |  |  | Nos | [5 empty] | SBEM2LDISPCB | -
EFMG005SB00100 | EFM | 485 CARD PCB | EFM | G | 005 | SB | 001 | 00 |  |  | Nos | [5 empty] | SBEM485CARDPCB | -
EFMD000NA00000 | EFM | Digital Flow Meter | EFM | D | 000 | NA | 000 | 00 |  |  | Mtr | [5 empty] | DIGFLOWMETER | -
EFMI004NA00000 | EFM | ELECTROMAGNETIC FLOWMETER 100MMM WITH INTEGRAL DISPAY | EFM | I | 004 | NA | 000 | 00 |  |  | Nos | [5 empty] | EFMINTEGTYPDIS100MMNA | -
EFMR006FT00002 | EFM | FLOW METER WITH REMOTE DISPLAY WITH 15 MTR CABLE 150 MM | EFM | R | 006 | FT | 000 | 02 |  |  | Nos | [5 empty] | EFMREMOTEDIS150MM15MTRFT | 1
EFMR007FT00002 | EFM | FLOW METER WITH REMOTE DISPLAY WITH 15 MTR CABLE 200 MM | EFM | R | 007 | FT | 000 | 02 |  |  | Nos | [5 empty] | EFMREMDIS200MM15MTRFT | -
EFMR008FT00002 | EFM | FLOW METER WITH REMOTE DISPLAY WITH 15 MTR CABLE 250 MM | EFM | R | 008 | FT | 000 | 02 |  |  | Mtr | [5 empty] | EFMREMDIS250MM15MTRFT | -
EFMR009FT00002 | EFM | FLOW METER WITH REMOTE DISPLAY 15MTR CABLE 300 MM | EFM | R | 009 | FT | 000 | 02 |  |  | Mtr | [5 empty] | EFMREMDIS300MM15MTRFT | -
EFMR010FT00002 | EFM | FLOW METER WITH REMOTE DISPLAY WITH 15 MTR350 MM | EFM | R | 010 | FT | 000 | 02 |  |  | Mtr | [5 empty] | EFMREMDIS350MM15MTRFT | -
EFMR011FT00002 | EFM | FLOW METER WITH REMOTE DISPLAY WITH 15 MTR CABLE400 MM | EFM | R | 011 | FT | 000 | 02 |  |  | Nos | [5 empty] | EFMREMDIS400MM20MTRFT | -
EFMF003FT00403 | EFM | 80 MM fLOW METER | EFM | F | 003 | FT | 004 | 03 |  |  | Nos | [5 empty] | FLOWMAG900N080RD | -
EFMF003FT00000 | EFM | 80 MM FULL BORE FLOWTECH FLOW METER | EFM | F | 003 | FT | 000 | 00 |  |  | Nos | [5 empty] | FLOWMAG900N0803HP | -
EFMR009SB00103 | EFM | 300 MM FULL BORE SBEM FLOW METER | EFM | R | 009 | SB | 001 | 03 |  |  | Nos | [5 empty] | 151MFMWRN300FB | -
EFMI007NA00000 | EFM | ELECTROMAGNETIC FLOW METER OF 200 MM DIA. INTEGRAL TYPE TRANSMITTER WITH ACCURACY 0.2% | EFM | I | 007 | NA | 000 | 00 |  |  | Nos | [5 empty] | 8093200MM0.2ACCID | -
EFMR012CM00003 | EFM | 40 mm Electromagnetic flow meter with Remote display and cable 20 m length | EFM | R | 012 | CM | 000 | 03 |  |  | Nos | [5 empty] | EFMREMDIS40MM20MTRCIM | 6
EFMR001CM00003 | EFM | 50 mm Electromagnetic flow meter with Remote display and cable 20 m length | EFM | R | 001 | CM | 000 | 03 |  |  | Nos | [5 empty] | EFMREMOTEDIS50MMCIM | 90
EFMR003CM00003 | EFM | 80 mm Electromagnetic flow meter with Remote display and cable 20 m length | EFM | R | 003 | CM | 000 | 03 |  |  | Nos | [5 empty] | EFMREMOTEDIS80MMCIM | 6
EFMR004CM00003 | EFM | 100 mm Electromagnetic flow meter with Remote display and cable 20 m length | EFM | R | 004 | CM | 000 | 03 |  |  | Nos | [5 empty] | EFMREMOTEDIS100MMCIM | 11
EFMR006CM00003 | EFM | 150 mm Electromagnetic flow meter with Remote display and cable 20 m length | EFM | R | 006 | CM | 000 | 03 |  |  | Nos | [5 empty] | EFMREMOTEDIS150MMCIM | 7
EFMR007CM00003 | EFM | 200 mm Electromagnetic flow meter with Remote display and cable 20 m length | EFM | R | 007 | CM | 000 | 03 |  |  | Nos | [5 empty] | EFMREMDIS200MM20MTRCIM | 5
EFMR008CM00003 | EFM | 250 mm Electromagnetic flow meter with Remote display and cable 20 m length | EFM | R | 008 | CM | 000 | 03 |  |  | Nos | [5 empty] | EFMREMDIS250MM20MTRCIM | 5
EFMR009CM00003 | EFM | 300 mm Electromagnetic flow meter with Remote display and cable 20 m length | EFM | R | 009 | CM | 000 | 03 |  |  | Nos | [5 empty] | EFMREMDIS300MM20MTRCIM | 6
EFMR010CM00003 | EFM | 350 mm Electromagnetic flow meter with Remote display and cable 20 m length | EFM | R | 010 | CM | 000 | 03 |  |  | Nos | [5 empty] | EFMREMDIS350MM20MTRCIM | 1
EFMR011CM00003 | EFM | 400 mm Electromagnetic flow meter with Remote display and cable 20 m length | EFM | R | 011 | CM | 000 | 03 |  |  | Nos | [5 empty] | EFMREMDIS400MM20MTRCIM | 1
EFMR013CM00003 | EFM | 600 mm Electromagnetic flow meter with Remote display and cable 20 m length | EFM | R | 013 | CM | 000 | 03 |  |  | Nos | [5 empty] | EFMREMDIS600MM20MTRCIM | 1
EFMR014CM00003 | EFM | 900 mm Electromagnetic flow meter with Remote display and cable 20 m length | EFM | R | 014 | CM | 000 | 03 |  |  | Nos | [5 empty] | EFMREMDIS900MM20MTRCIM | 2
EFMG004AD00000 | EFM | Insertion type flow meter 400 mm | EFM | G | 004 | AD | 000 | 00 |  |  | Nos | [5 empty] | EFMINSRTTYP400MMAD | -
EFMG012AD00000 | EFM | Insertion type flow meter 1200 mm | EFM | G | 012 | AD | 000 | 00 |  |  | Nos | [5 empty] | EFMINSRTTYP1200MMAD | -
EFMG013AD00000 | EFM | Insertion type flow meter 1300 mm | EFM | G | 013 | AD | 000 | 00 |  |  | Nos | [5 empty] | EFMINSRTTYP1300MMAD | -
EFMF009MI00003 | EFM | Electomagnetic Flow meter 300mm with 20 meter cable | EFM | F | 009 | MI | 000 | 03 |  |  | Nos | [5 empty] | EFMFLOW300MM20MTRMS | -
EFMF010MI00003 | EFM | Electomagnetic Flow meter 350mm with 20 meter cable | EFM | F | 010 | MI | 000 | 03 |  |  | Nos | [5 empty] | EFMFLOW350MM20MTRMS | -
EFMR006XT00300 | EFM | Flow DN150 | EFM | R | 006 | XT | 003 | 00 |  |  | Nos | [5 empty] | EFMFLOWDN150XT | 2
EFMR006MI00300 | EFM | iEFM-150 | EFM | R | 006 | MI | 003 | 00 |  |  | Nos | [5 empty] | iEFM-150 | 9
EFMR004MI00300 | EFM | iEFM-100 | EFM | R | 004 | MI | 003 | 00 |  |  | Nos | [5 empty] | iEFM-100 | 7
EFMR007MI00300 | EFM | iEFM-200 | EFM | R | 007 | MI | 003 | 00 |  |  | Nos | [5 empty] | iEFM-200 | 1
EFMR008MI00300 | EFM | iEFM-250 | EFM | R | 008 | MI | 003 | 00 |  |  | Nos | [5 empty] | iEFM-250 | 7
EFMR009MI00300 | EFM | iEFM-300 | EFM | R | 009 | MI | 003 | 00 |  |  | Nos | [5 empty] | iEFM-300 | 8
EFMR010MI00300 | EFM | iEFM-350 | EFM | R | 010 | MI | 003 | 00 |  |  | Nos | [5 empty] | iEFM-350 | 5
EFMR003XT00300 | EFM | Flow DN80 | EFM | R | 003 | XT | 003 | 00 |  |  | Nos | [5 empty] | EFMFLOWDN080XT | 1
EFMR004XT00300 | EFM | Flow DN100 | EFM | R | 004 | XT | 003 | 00 |  |  | Nos | [5 empty] | EFMFLOWDN0100XT | 1
EFMR005XT00300 | EFM | Flow DN125 | EFM | R | 005 | XT | 003 | 00 |  |  | Nos | [5 empty] | EFMFLOWDN0125XT | 1
EFMR007XT00300 | EFM | Flow DN200 | EFM | R | 007 | XT | 003 | 00 |  |  | Nos | [5 empty] | EFMFLOWDN0200XT | 1
EFMR008XT00300 | EFM | Flow DN250 | EFM | R | 008 | XT | 003 | 00 |  |  | Nos | [5 empty] | EFMFLOWDN0250XT | 1
EFMR001MI00300 | EFM | iEFM-50 | EFM | R | 001 | MI | 003 | 00 |  |  | Nos | [5 empty] | iEFM-50 | 3
EFMR002MI00300 | EFM | iEFM-65 | EFM | R | 002 | MI | 003 | 00 |  |  | Nos | [5 empty] | iEFM-65 | 1
HMIA007SC00103 | HMI | GXU TOUCH PANEL 7" W TFT , SL+ENA | HMI | A | 007 | SC | 001 | 03 |  |  | Mtr | [5 empty] | HMIGXU3512ETH | -
HMIA007RE00203 | HMI | 7" TOUCH SCREEN HMI, ENAERNET PORT | HMI | A | 007 | RE | 002 | 03 |  |  | Mtr | [5 empty] | FP2070TN-V2 | -
HMIA007SC00102 | HMI | HMIGXU3512 SCHENIDER TOUCH SCREEN | HMI | A | 007 | SC | 001 | 02 |  |  | Nos | [5 empty] | HMIGXU3512 | -
HMIA007MI00303 | HMI | GS2107 | HMI | A | 007 | MI | 003 | 03 |  |  | Nos | [5 empty] | GS2107 | 1
HMIA007UN00403 | HMI | HMI 7" UNIMAT WINA ENAERNET PORT | HMI | A | 007 | UN | 004 | 03 |  |  | Nos | [5 empty] | UH407E | -
HMIA011ST00004 | HMI | HMI 15.6" WINA WIFI/BLUETOONA ANDROID | HMI | A | 011 | ST | 000 | 04 |  |  | Nos | [5 empty] | HMI15.63RDEYE | -
HMIA007CI00503 | HMI | 7" TFT CIMCON HMI, SERIAL RS-485/RS-232 AND ETHERNET | HMI | A | 007 | CI | 005 | 03 |  |  | Nos | [5 empty] | HMI7INCHSERIALCIM | -
HMIA007RE00202 | HMI | Renu HMI SERIAL RS-485 & RS-232 | HMI | A | 007 | RE | 002 | 02 |  |  | Nos | [5 empty] | FP2070T-V2 | -
HMIA010UN00003 | HMI | 10" HMI | HMI | A | 010 | UN | 000 | 03 |  |  | Nos | [5 empty] | HMI10INCHCIM | -
HMI010RE00803 | HMI | HMI 10" with ethernet port- FP4101TN | HMI | 0 | 10R | E0 | 080 | 3 |  |  | Nos | [5 empty] | FP4101TN | 8
HMIA012SC00905 | HMI | 12"W Easy Touch Panel, Ethernet model | HMI | A | 012 | SC | 009 | 05 |  |  | Job | [5 empty] | HMI12INCHEASYSC | -
HMIA007SC01005 | HMI | 7"W Easy Touch Panel, Ethernet model | HMI | A | 007 | SC | 010 | 05 |  |  | Job | [5 empty] | HMI7INCHEASYETHSC | -
HMIA010SC01100 | HMI | HMI 10" Wide screen touch panel, 16M color,COM x 2, 1 USB host/ device RTC, 24V DC | HMI | A | 010 | SC | 011 | 00 |  |  | Nos | [5 empty] | HMI10INCHWIDE16COLSC | -
HMIA007KN00703 | HMI | iPMU-7-E-V000 | HMI | A | 007 | KN | 007 | 03 |  |  | Nos | [5 empty] | iPMU-7-E-V000 | 558
HMIA012NA00000 | HMI | Human Machine Interface 12 inch | HMI | A | 012 | NA | 000 | 00 |  |  | Nos | [5 empty] | HMI12INCHNA | 5
ITAC100DL00100 | IT | FIBER TRANS RECEIVER (SFP) | ITA | C | 100 | DL | 001 | 00 |  |  | Mtr | [5 empty] | DEM-310GT | -
ITAC101PL00200 | IT | INDUSTRIAL 24 PORT 10/100/1000 MBPS WINA 4 SHARED SFP MANEGED SWITCH | ITA | C | 101 | PL | 002 | 00 |  |  | Mtr | [5 empty] | IGSW-24040T-EU | -
ITAA100PL00300 | IT | MINI GBIX LX SFP MODULE (SINGLE MODE) | ITA | A | 100 | PL | 003 | 00 |  |  | Mtr | [5 empty] | MGB-TLX | -
ITAB002DL00400 | IT | 2 METER CAT -6 LAN CABLE, GREY COLOR | ITA | B | 002 | DL | 004 | 00 |  |  | Mtr | [5 empty] | NCB-C6UGRYR1-2 | -
ITAA011DL00500 | IT | PIGTAIL SC SM- 1 METER | ITA | A | 011 | DL | 005 | 00 |  |  | Mtr | [5 empty] | NCB-FS09S-SC1 | -
ITAA021DL00600 | IT | PATCHCORD LC-SC S, DUPLEX 3 METER | ITA | A | 021 | DL | 006 | 00 |  |  | Mtr | [5 empty] | NCB-FS09D-LCSC-3 | -
ITAA031DL00700 | IT | LIU 12 PORT RACK MOUNT | ITA | A | 031 | DL | 007 | 00 |  |  | Mtr | [5 empty] | NLU-FSDLSCR-12 | -
ITAD041RI00000 | IT | 600W *12U* 500D Network Enclosure | ITA | D | 041 | RI | 000 | 00 |  |  | Nos | [5 empty] | ITANETWORKENCLRI | -
ITSO0010100100 | IT | SQL SERVER 2019 | ITS | O | 001 | 01 | 001 | 00 |  |  | Nos | [5 empty] | MICROSOFTSQL | -
ITAE001ST00000 | IT | POWER STRIP 6 SOCKET | ITA | E | 001 | ST | 000 | 00 |  |  | Nos | [5 empty] | ITAPOWERSTRIPST | -
ITAD002HP00800 | IT | CORE I5 WINA ITB HARD DISK 128 GB HARDDISK WIN 10 8GB RAM DVD R/W | ITA | D | 002 | HP | 008 | 00 |  |  | Mtr | [5 empty] | HP280G6 MT | -
ITAC001PL00900 | IT | INDUSTRIAL 4 PORT ENAERNET 2 PORT SFP MANAGED SWITCH | ITA | C | 001 | PL | 009 | 00 |  |  | Nos | [5 empty] | IGS-4215-4T2S | -
ITAA100PL01000 | IT | SFP PORT TRANSCEIVER | ITA | A | 100 | PL | 010 | 00 |  |  | Nos | [5 empty] | ITSFPPORTPL | -
ITAA100PL01001 | IT | TT HANDLING FEE | ITA | A | 100 | PL | 010 | 01 |  |  | Nos | [5 empty] | ITHANDLINGFEEPL | -
ITSO0020100000 | IT | MICROSOFT 365 BUSINESS BASIC (NCE COM 1 YR ANN) | ITS | O | 002 | 01 | 000 | 00 |  |  | Mtr | [5 empty] | ITMICROSOFT365NTS | -
ITSO0020100001 | IT | SUPPORT CHARGES MAIL MIGRATION SETUP | ITS | O | 002 | 01 | 000 | 01 |  |  | Mtr | [5 empty] | ITSUPPORTCHARGESTS | -
ITAD003HP01100 | IT | HP DESKTOP I3 12NA GEN 4GB RAM, 1TB HDD,KBD,MOUSE | ITA | D | 003 | HP | 011 | 00 |  |  | Nos | [5 empty] | ITHPI312NAGENHP | -
ITAP001HP01200 | IT | HP DJ 2332 PRINTER | ITA | P | 001 | HP | 012 | 00 |  |  | Mtr | [5 empty] | HPDJ2332PRINTER | -
ITAB045TL00000 | IT | 8 PORT WEB SMART SWITCH D-LINK | ITA | B | 045 | TL | 000 | 00 |  |  | Nos | [5 empty] | DGS-1210-10 | -
ITAB042TL00000 | IT | TP-LINK 8 PORT 10/100 SWITCH | ITA | B | 042 | TL | 000 | 00 |  |  | Nos | [5 empty] | ITTPLINK8PORT10TL | -
ITAV002HP01500 | IT | HP WIRELESS COMBO 330 KEYBOARD | ITA | V | 002 | HP | 015 | 00 |  |  | Nos | [5 empty] | ITHPWRELESS330KB | -
ITAB103DL01600 | IT | LAN SWITCH 5 PORT | ITA | B | 103 | DL | 016 | 00 |  |  | Nos | [5 empty] | ITLANSWT5PORTDL | -
ITAS005FI00000 | IT | COMPUTER CABINET FINTERS | ITA | S | 005 | FI | 000 | 00 |  |  | Nos | [5 empty] | ITCABINETFI | -
ITAP006IN00000 | IT | INTEL CORE I5 10NA GENERATION PROCESSOR | ITA | P | 006 | IN | 000 | 00 |  |  | Nos | [5 empty] | ITCOREI510NAIN | -
ITAT007ST00000 | IT | CORSAIR 16GB DDR4 RAM | ITA | T | 007 | ST | 000 | 00 |  |  | Nos | [5 empty] | ITCORSAIRST | -
ITAT008ST00000 | IT | T-GEFORCE GTE730 4GB DDR3 | ITA | T | 008 | ST | 000 | 00 |  |  | Nos | [5 empty] | ITGEFORCEGTE730ST | -
ITSO0040200000 | IT | FIELD SENSE SUPPORT FOR SITE PERSON REPORTING | ITS | O | 004 | 02 | 000 | 00 |  |  | Nos | [5 empty] | ITAFIELDSENSERESUPPORT | -
ITSO0050200000 | IT | FIELD SENSE SOFTWARE SETUP FOR SITE PERSON REPORTING | ITS | O | 005 | 02 | 000 | 00 |  |  | Nos | [5 empty] | ITAFIELDSENSESOFTWARE | -
ITAP002BR02100 | IT | BRONAER PRINTER CARTRIDGE COLOUR | ITA | P | 002 | BR | 021 | 00 |  |  | Nos | [5 empty] | TN-263BK | -
ITAP003BR02200 | IT | BRONAER PIRNTER DCP-B7535 DW | ITA | P | 003 | BR | 022 | 00 |  |  | Nos | [5 empty] | BRONAER DCP-B7535 DW | - | BRONAER DCP-B7535 DW
ITAZ001HI00000 | IT | IP DOM CAMERA 2 MP 4 MM | ITA | Z | 001 | HI | 000 | 00 |  |  | Nos | [5 empty] | ITACAMERA2MPDOMHI | -
ITAZ002HI00000 | IT | IP BULLET CAMERA 2 MP 4 MM | ITA | Z | 002 | HI | 000 | 00 |  |  | Nos | [5 empty] | ITACAMERA2MPBULLHI | -
ITAZ101HI00000 | IT | NVR 4 CH-DS-7P04NI-Q1 | ITA | Z | 101 | HI | 000 | 00 |  |  | Nos | [5 empty] | DS-7P04NI-Q1 | -
ITAZ201ST00000 | IT | 1 TB HARD DISK WD PURPLE | ITA | Z | 201 | ST | 000 | 00 |  |  | Nos | [5 empty] | ITAHARDDISK1TBST | -
ITAZ301ST00000 | IT | POE SWITCH - 4 PORT WEB SMART | ITA | Z | 301 | ST | 000 | 00 |  |  | Nos | [5 empty] | ITAPOESWITCH4PORTST | -
ITAB003DL00000 | IT | D-LINK CAT-6 CABLE 305 MTR | ITA | B | 003 | DL | 000 | 00 |  |  | Nos | [5 empty] | ITADLINKCAT6305MTRCBLDL | -
ITAB004DL00000 | IT | RJ 45 CONNECTOR | ITA | B | 004 | DL | 000 | 00 |  |  | Nos | [5 empty] | ITARJ45CONNECTORDL | -
ITAZ004ST00000 | IT | OUTDOOR JUNCTION BOX-JB FOR CAMERA | ITA | Z | 004 | ST | 000 | 00 |  |  | Nos | [5 empty] | ITAOUTDOORJBST | -
ITAY003ST00000 | IT | LED 32" MONITOR FOR CAMERA | ITA | Y | 003 | ST | 000 | 00 |  |  | Nos | [5 empty] | ITALED32INCHMONITORST | -
ITAZ202ST00000 | IT | 2 TB HARD DISK WD PURPLE | ITA | Z | 202 | ST | 000 | 00 |  |  | Nos | [5 empty] | ITAHARDDISK2TBST | -
ITAZ302ST00000 | IT | POE SWITCH - 8 PORT WEB SMART | ITA | Z | 302 | ST | 000 | 00 |  |  | Nos | [5 empty] | ITAPOESWITCH8PORTST | -
ITAY004CP00000 | IT | LED 19 " MONITOR | ITA | Y | 004 | CP | 000 | 00 |  |  | Nos | [5 empty] | ITALED19INCHMONITORCP | -
ITAZ401ST00000 | IT | RACK-4U -FOR NVR TOP RACKS | ITA | Z | 401 | ST | 000 | 00 |  |  | Nos | [5 empty] | ITARACK4UTOPRACKST | -
ITAD007HP02300 | IT | HP2367IL i3/4GB/1TB/20"/WIN11 DESKTOP COMPUTER | ITA | D | 007 | HP | 023 | 00 |  |  | Nos | [5 empty] | HP2367I3 | -
ITAX001DG00000 | IT | SSD-256 GB -DGNET | ITA | X | 001 | DG | 000 | 00 |  |  | Nos | [5 empty] | ITASSD256GBDG | -
ITAP004HP02300 | IT | PRINTER HP LASEJET 108 A | ITA | P | 004 | HP | 023 | 00 |  |  | Nos | [5 empty] | ITAPRINTERA4HP | -
ITAG004AO00000 | IT | LCD MONITOR 27" AOC MAKE | ITA | G | 004 | AO | 000 | 00 |  |  | Nos | [5 empty] | LCDMONITORAO | -
ITSO0060300000 | IT | ANTIVIRUS QUICKHEEL | ITS | O | 006 | 03 | 000 | 00 |  |  | Nos | [5 empty] | ITAANTIVIRUS | -
ITAR001DL02600 | IT | D-LINK DIR-615 FIREWALL ROUTER | ITA | R | 001 | DL | 026 | 00 |  |  | Nos | [5 empty] | ITDLINK615FIREWALL | -
ITAH008HP02700 | IT | SP SERVER HPE PROLIANT ML30 GEN10 PLUS SERVER | ITA | H | 008 | HP | 027 | 00 |  |  | Nos | [5 empty] | ITSPSERVERHPEHP | -
ITAD009HP02800 | IT | HP DESKTOP, HP PRO TWR 280 G9 MT, CORE I3 12100, 3.3GHZ | ITA | D | 009 | HP | 028 | 00 |  |  | Nos | [5 empty] | HP280G9 | -
ITAY006SM00000 | IT | SAMSUNG LARGE TV, 43" TV WINA HDMI | ITA | Y | 006 | SM | 000 | 00 |  |  | Nos | [5 empty] | ITA43INCHLEDSM | -
ITAP005HP00000 | IT | HP PRINTER HP 178NW COLOR LASER PRINTER | ITA | P | 005 | HP | 000 | 00 |  |  | Nos | [5 empty] | ITPRINTER178NWHP | -
ITAI001AT00000 | IT | ATEN | ITA | I | 001 | AT | 000 | 00 |  |  | Nos | [5 empty] | ITUSBTOSERIALAT | -
ITAZ303ST00000 | IT | POE SWITCH - 16 PORT WEB SMART | ITA | Z | 303 | ST | 000 | 00 |  |  | Nos | [5 empty] | ITAPOESWITCH16PORTST | -
ITAZ304ST00000 | IT | POE SWITCH - 24 PORT WEB SMART | ITA | Z | 304 | ST | 000 | 00 |  |  | Nos | [5 empty] | ITAPOESWITCH24PORTST | -
ITAZ402ST00000 | IT | RACK - 6U-NVR - STANDARD MAKE | ITA | Z | 402 | ST | 000 | 00 |  |  | Nos | [5 empty] | ITARACK6UNVRST | -
ITAV001ST00000 | IT | KEYBOARD MOUSE COMBO | ITA | V | 001 | ST | 000 | 00 |  |  | Nos | [5 empty] | ITAKEYBOARDMOUSEST | -
ITAF001DE03000 | IT | DELL LATITUDE 3520 LAPTOP WINA BAG | ITA | F | 001 | DE | 030 | 00 |  |  | Nos | [5 empty] | ITADELL3520DE | -
ITAR002SO03100 | IT | FIREWALL ROUTER XG87 | ITA | R | 002 | SO | 031 | 00 |  |  | Nos | [5 empty] | ITAFIREWALLXG87SO | -
ITAR003SO03100 | IT | FIREWALL ROUTER XG87 WINA STREAM PORTECTION -12 MOS | ITA | R | 003 | SO | 031 | 00 |  |  | Nos | [5 empty] | ITAFIREWALLXG87PROTECTSO | -
ITAR004SO03100 | IT | FIREWALL ROUTER XG107 | ITA | R | 004 | SO | 031 | 00 |  |  | Nos | [5 empty] | ITAFIREWALLXG107SO | -
ITAR005SO03100 | IT | FIREWALL ROUTER XG107 WINA STREAM PORTECTION -12 MOS | ITA | R | 005 | SO | 031 | 00 |  |  | Nos | [5 empty] | ITAFIREWALLXG107PROTECTSO | -
ITAX002SA00000 | IT | MICRO SD CARD 32 GB | ITA | X | 002 | SA | 000 | 00 |  |  | Nos | [5 empty] | ITAMICROSD32GBBR | -
ITAP007BR03300 | IT | BRONAER LASERJET ALL IN ONE PRINTER DCP-L3551 CDW | ITA | P | 007 | BR | 033 | 00 |  |  | Nos | [5 empty] | DCPL3551CDW | -
ITAZ103HI03400 | IT | 32 CH NVR HIKVISION MAKE | ITA | Z | 103 | HI | 034 | 00 |  |  | Nos | [5 empty] | ITA32CHNVRHI | -
ITAD010HP03500 | IT | HP 280 G6 DESKTOP - i3-10100/4GB RAM/1TB HDD/USB-KBD-MOUSE | ITA | D | 010 | HP | 035 | 00 |  |  | Nos | [5 empty] | HP280G6 | -
ITAY001HP00000 | IT | HP 21.5 " LED MONITOR | ITA | Y | 001 | HP | 000 | 00 |  |  | Nos | [5 empty] | HP21.5LEDMONITOR | -
ITAY007DE03600 | IT | DELL 24 " LED MONITOR | ITA | Y | 007 | DE | 036 | 00 |  |  | Nos | [5 empty] | DELL24LEDMONITOR | -
ITAY008SM03700 | IT | SAMSUNG 110" - 55" X4 NOS VIDEO WALL | ITA | Y | 008 | SM | 037 | 00 |  |  | Nos | [5 empty] | SAMSUNG110INCHSM | -
ITAR006DL03800 | IT | D LINK 4G ROUTER | ITA | R | 006 | DL | 038 | 00 |  |  | Nos | [5 empty] | ITADLINK4GROUTER | -
ITAR007SB03700 | IT | ROUTER - MEDIA PLAYER FOR SAMSUNG VIDEO WALL | ITA | R | 007 | SB | 037 | 00 |  |  | Nos | [5 empty] | ITROUTERMEDPLYRSB | -
ITAD011DE04000 | IT | DELL PRECISION 3650 DESKTOP | ITA | D | 011 | DE | 040 | 00 |  |  | Nos | [5 empty] | DELL3650PRECISION | -
ITAH001DE04100 | IT | DELL POWEREDGE R240 INTEL XENON E224 , 8M CACHE 4C/4T TURBO (71 W) 4DIMMS UP TO 5 3.5 " CBLED HARD DRIVES AND SOFTWARE RAID , 1X1 TB 7.2 K RPM SATA 6GBPS 512 N 3.5 " CABLE HARD | ITA | H | 001 | DE | 041 | 00 |  |  | Nos | [5 empty] | DELLR240XENONE224 | -
ITAX003ST00000 | IT | 8 GB DDR4 SERVER RAM | ITA | X | 003 | ST | 000 | 00 |  |  | Nos | [5 empty] | ITA8GBDDR4SRAMST | -
ITAP008HP04200 | IT | HP OFFICE JET 7740 PRO ALLIN ONE | ITA | P | 008 | HP | 042 | 00 |  |  | Nos | [5 empty] | HPOFFICEJETPRO7740ALL | -
ITAZ501HI04300 | IT | PTZ CAMEA - DS-2DF8C442IXS-AEL T5 | ITA | Z | 501 | HI | 043 | 00 |  |  | Nos | [5 empty] | ITAPTZCAMERA | -
ITAP009HP04400 | IT | HP LASERJET 1018 PRINTER | ITA | P | 009 | HP | 044 | 00 |  |  | Nos | [5 empty] | ITAHPLASERJET1018HP | -
ITAD012HP04500 | IT | Core i7 10NA gen Desktop/Laptop wiNA 8 GB RAM and 1TB SSD wiNA latest configurations | ITA | D | 012 | HP | 045 | 00 |  |  | Nos | [5 empty] | ITAI710THGEN8GB1TBHP | -
ITAB105DL00000 | IT | SURGE PROTECTOR FOR ENAERNET | ITA | B | 105 | DL | 000 | 00 |  |  | Nos | [5 empty] | ITASURGEPROTECTOR | -
ITAY009SM00000 | IT | SAMSUNG 65 " LED MONITOR | ITA | Y | 009 | SM | 000 | 00 |  |  | Nos | [5 empty] | SAMSUNG65INCHLED | -
ITAD043ST00000 | IT | External POE Switch Enclosure | ITA | D | 043 | ST | 000 | 00 |  |  | Nos | [5 empty] | ITPOESWITCHST | -
ITAH002DE04600 | IT | 1U Rack Model,PowerEdge R250,Intel Xeon E-2314 2.8GHz, 8M Cache, 4C/4T, Turbo (65W), 3200 MT/s,1 x 16GB UDIMM,Up to 4, 3.5" Cabled Hard Drives and Software RAID,1TB Hard Drive SATA 6Gbps 7.2K 512n 3.5in Cabled, SW RAID, On Board Dual Port Lan, Single Cabled Power Supply, 450W Bronze, iDRAC9, Enterprise,3YR ProSupport Next Business Day Onsite | ITA | H | 002 | DE | 046 | 00 |  |  | Nos | [5 empty] | ITAR250INTELXENONE224 | -
ITAY006XI00000 | IT | XIAOMI 43"LED | ITA | Y | 006 | XI | 000 | 00 |  |  | Nos | [5 empty] | IT43INCHLEDXI | -
ITAZ502HI00000 | IT | PTZ CAMEA BRACKET FOR POLE TYPE INSTALLATION | ITA | Z | 502 | HI | 000 | 00 |  |  | Nos | [5 empty] | ITAPTZCAMERAPOLETYPEHI | -
ITAZ005ST00000 | IT | IP BULLET CAMERA COVER | ITA | Z | 005 | ST | 000 | 00 |  |  | Nos | [5 empty] | ITAIPBULLETCAMERAST | -
ITAA100DL00300 | IT | S/M SFP Module FOR FIBER OPTIC CABLE | ITA | A | 100 | DL | 003 | 00 |  |  | Nos | [5 empty] | ITFIBEROPTDL | -
ITAA041DL00000 | IT | OUTDOOR JOINTER FOR FIBER OPTIC CABLE | ITA | A | 041 | DL | 000 | 00 |  |  | Nos | [5 empty] | ITAOUTDOORFIBERCBLDL | -
ITAW004ST00000 | IT | MONAERBOARD | ITA | W | 004 | ST | 000 | 00 |  |  | Nos | [5 empty] | ITMONAERBOARDST | -
ITSA0010100202 | IT | MICROSOFT DATABASE SQL SERVER 2012 R2-LICENSE | ITS | A | 001 | 01 | 002 | 02 |  |  | Nos | [5 empty] | ITASQL2012R2 | -
ITSA0080100202 | IT | MICROSOFT OS WINDOWS SERVER 2012 R2-LICENSE | ITS | A | 008 | 01 | 002 | 02 |  |  | Nos | [5 empty] | ITAWINSERVER2012R2 | -
ITSC0090400000 | IT | WEB-BASED SCADA | ITS | C | 009 | 04 | 000 | 00 |  |  | Nos | [5 empty] | ITWEBSCADACI | -
ITAH003IN00000 | IT | SERVER TOWER TYPE WITH INTEL Xeon processor 16GB RAM , 1 TB hard disk | ITA | H | 003 | IN | 000 | 00 |  |  | Nos | [5 empty] | ITSERVERTOWXEONIN | -
ITSA100100000 | IT | MS office 2013 professional | ITS | A | 100 | 10 | 000 | 0 |  |  | Nos | [5 empty] | ITMSOFFICE2013NA | -
ITAX009ST00000 | IT | MONAERBOARD | ITA | X | 009 | ST | 000 | 00 |  |  | Nos | [5 empty] | ITMONAERBOARD1ST | -
ITAZ601ST00000 | IT | NVR HARD DISK 1 TB | ITA | Z | 601 | ST | 000 | 00 |  |  | Nos | [5 empty] | ITANVRHD1TBST | -
ITAV010ST00000 | IT | GRAPHIC CARD | ITA | V | 010 | ST | 000 | 00 |  |  | Nos | [5 empty] | ITAGRAPHICCARDST | -
ITAV011ST00000 | IT | MINI DISPLAY CONVERT | ITA | V | 011 | ST | 000 | 00 |  |  | Nos | [5 empty] | ITAMINIDISPLAYST | -
ITAB106DL00000 | IT | D LINK 4 PORT LAN SWITCH | ITA | B | 106 | DL | 000 | 00 |  |  | Nos | [5 empty] | ITADLINK4PORTLANST | -
ITAV012ST00000 | IT | HDMI CABLE 10 MTR | ITA | V | 012 | ST | 000 | 00 |  |  | Nos | [5 empty] | ITAHDMICABLE10MTR | -
ITAC044XG04700 | IT | Industrial Media Converter 2*10/100/1000M RJ45 port | ITA | C | 044 | XG | 047 | 00 |  |  | Nos | [5 empty] | ITINDSMEDCONVERXG | -
ITAB001DL00000 | IT | D-Link LAN Cable 1 Meter length | ITA | B | 001 | DL | 000 | 00 |  |  | Nos | [5 empty] | ITLANCBL1MTRDL | -
ITAP010HP00000 | IT | HP B & W PRINTER | ITA | P | 010 | HP | 000 | 00 |  |  | Nos | [5 empty] | ITAHPBANDWPRINTER | -
ITAZ503NA00000 | IT | 2 MP Camera | ITA | Z | 503 | NA | 000 | 00 |  |  | Nos | [5 empty] | ITA2MPCAMERANA | -
ITAZ504NA00000 | IT | DVR | ITA | Z | 504 | NA | 000 | 00 |  |  | Nos | [5 empty] | ITADVRNA | -
ITAZ701NA00000 | IT | 4 Ch 5 V DC power supply | ITA | Z | 701 | NA | 000 | 00 |  |  | Nos | [5 empty] | ITA4CH5VDCPSNA | -
ITAZ702NA00001 | IT | Camera Box 4x4 | ITA | Z | 702 | NA | 000 | 01 |  |  | Nos | [5 empty] | ITACAMERABOX4X4NA | -
ITAZ703NA00002 | IT | Video Ballon Pin | ITA | Z | 703 | NA | 000 | 02 |  |  | Nos | [5 empty] | ITAVIDEOBALLONNA | -
ITAZ704NA00003 | IT | BNC Pin | ITA | Z | 704 | NA | 000 | 03 |  |  | Nos | [5 empty] | ITABNCPINNA | -
ITAZ705NA00004 | IT | DC PIN | ITA | Z | 705 | NA | 000 | 04 |  |  | Nos | [5 empty] | ITADCPINA | -
ITAD014NA00000 | IT | i3 processor with 512 GB SSD, 8 GB RAM with HDMI and VGA port and 19-inch monitor, Windows 10, KBD Mouse | ITA | D | 014 | NA | 000 | 00 |  |  | Nos | [5 empty] | ITI3512GB8GBHDMINA | -
ITAI002MX04800 | IT | NPort 5130A | ITA | I | 002 | MX | 048 | 00 |  |  | Nos | [5 empty] | ITNPORT5130AMX | -
ITAR008KI00000 | IT | Firewall | ITA | R | 008 | KI | 000 | 00 |  |  | Nos | [5 empty] | ITK7FIREWALLKI | -
ITAP011HP00000 | IT | HP Office Jet Pro 7740 -cartridge | ITA | P | 011 | HP | 000 | 00 |  |  | Nos | [5 empty] | HPOFFICEJETPRO7740 | -
ITAL016NA00000 | IT | Industrial touch panel (IPC) screen size : 15 "touch screen with 1.6 GHZ CPU, 2 GB DDR3 RAM, 500 GB , 9~36 VDC with adaptor, windows 10 OS, and WiFi and Lan port | ITA | L | 016 | NA | 000 | 00 |  |  | Nos | [5 empty] | ITA15INCH1.6GHZCPU2GBNA | -
ITSO012NA00000 | IT | VMS software ( for CCTV camera ) | ITS | O | 012 | NA | 000 | 00 |  |  | Nos | [5 empty] | ITAVMSSOFTWARE | -
ITAH004NA00000 | IT | INTEL XEON Processor / Latest,DDR4 DIMMs at up to 2400 MT/s 12 DIMM: 128 GB, 4*1.2TB Raid , rack mounting | ITA | H | 004 | NA | 000 | 00 |  |  | Nos | [5 empty] | ITAXENONDDR4RACKMOUNTNA | -
ITAK005NA00000 | IT | Intel Core i7, latest Generation or Higher , RAM 16 GB or Higher, DDR4, Expandable upto 32 GB, | ITA | K | 005 | NA | 000 | 00 |  |  | Nos | [5 empty] | ITAI716GBRAMDDR4NA | -
ITAY001NA00000 | IT | LED, 21’’Non –Touch | ITA | Y | 001 | NA | 000 | 00 |  |  | Nos | [5 empty] | ITALED21INCHNONNA | -
ITAY006NA00000 | IT | 42" LED Monitor 43BM702 | ITA | Y | 006 | NA | 000 | 00 |  |  | Nos | [5 empty] | ITA42INCHLED3BM702 | -
ITAY008NA00000 | IT | 55” (Inches) LED Screen | ITA | Y | 008 | NA | 000 | 00 |  |  | Nos | [5 empty] | ITA55INCHLEDSCREEN | -
ITAK015NA00000 | IT | CPU :- i3 Processor ,RAM :-4 GB or Higher, 512 GB SATA ,19 inch LED Monitor, Key board , Mouse etc. | ITA | K | 015 | NA | 000 | 00 |  |  | Nos | [5 empty] | ITA19INCHI34GB512GBNA | -
ITAY009NA00000 | IT | 65" Or Above 4K LFD Professional Display FOR 24X7 Run time including 350 Nit Brightness | ITA | Y | 009 | NA | 000 | 00 |  |  | Nos | [5 empty] | IT65INCHLFDNA | -
ITAK013NA00000 | IT | PC hardware with OS Windows 10/12/16 or latest; 64 bit ; Intel Core i7 processor, 8GB RAM, 500GB SATA Hard Drive, 10/100 | ITA | K | 013 | NA | 000 | 00 |  |  | Nos | [5 empty] | ITAI78GB500GBNA | 8
ITAP005NA00000 | IT | A3 color printer | ITA | P | 005 | NA | 000 | 00 |  |  | Nos | [5 empty] | ITAA3COLORNA | -
ITAP004NA00000 | IT | LaserJet Printer A4 Size Mono chrome | ITA | P | 004 | NA | 000 | 00 |  |  | Nos | [5 empty] | ITAA4COLORNA | -
ITAZ203NA00000 | IT | IP PTZ IR Outdoor/indoor Camera with 1/2.8" CMOS sensor, 5MP | ITA | Z | 203 | NA | 000 | 00 |  |  | Nos | [5 empty] | ITACAMERA1/2.8INCHCMOS | -
ITAZ002NA00000 | IT | Outdoor/indoor IR IP Bullet Camera with 1/2.8" CMOS sensor, 5MP | ITA | Z | 002 | NA | 000 | 00 |  |  | Nos | [5 empty] | ITAOUTINDIRIP1/2.8INCH5MP | -
ITAZ502NA00000 | IT | Integrated IP PTZ Keyboard; Joytick | ITA | Z | 502 | NA | 000 | 00 |  |  | Nos | [5 empty] | ITAIPPTZKEYBOARDNA | -
ITSC0130500000 | IT | iEdge 360 Platform Lic. (Cimcon think board Software) | ITS | C | 013 | 05 | 000 | 00 |  |  | Nos | [5 empty] | ITAIEDGE360PLATFORM | -
ITSC0140500000 | IT | Application development (Cimcon Software) | ITS | C | 014 | 05 | 000 | 00 |  |  | Nos | [5 empty] | ITAAPPDEVELOP05 | -
ITAB104ST00000 | IT | 12 PORT LAN Switch (unmanageed) | ITA | B | 104 | ST | 000 | 00 |  |  | Nos | [5 empty] | ITA12PORTLANSWITCHST | -
ITAB005ST00000 | IT | Cable tester (RJ 45 Connector ) | ITA | B | 005 | ST | 000 | 00 |  |  | Nos | [5 empty] | ITACABLETESTERST | -
ITAI003CI00000 | IT | RS 232 to RS 485 Convertor | ITA | I | 003 | CI | 000 | 00 |  |  | Nos | [5 empty] | ITRS232TO485CI | -
ITSC0140600000 | IT | Mobile App (android/iOS) | ITS | C | 014 | 06 | 000 | 00 |  |  | Nos | [5 empty] | ITAMOBILEAPP | -
ITAP101BR05000 | IT | Brother DCP-L3560CDW Printer | ITA | P | 101 | BR | 050 | 00 |  |  | Nos | [5 empty] | ITADCPL3560CDWBR | -
ITA010XI00000 | IT | 75” LED screen | ITA | 0 | 10X | I0 | 000 | 0 |  |  | Nos | [5 empty] | ITA75INCHLEDIO | -
ITAK017NA00000 | IT | i3 8th generation processor(4GB/1TB/DVD writer,17"" Monitor, mouse and key board, | ITA | K | 017 | NA | 000 | 00 |  |  | Nos | [5 empty] | ITA17INCHI34GB1TBNA | -
ITAH007DE00000 | IT | Dell-Poweredge-Xenon E5-2440 or higher - 1600MT/s RDIMMS or higher 8 GB RDIMM, RAID 5 software or hardware controller compatible 5-1TB 7.2 K RPM near line SAS 6 bps 2.5 in Hot plu hard drive or higher compatible with 23 " TFT monitor | ITA | H | 007 | DE | 000 | 00 |  |  | Nos | [5 empty] | DELLE52440DE | -
ITAF002ST00000 | IT | Laptop:(i5, 12th gen, 16GB RAM,512 SSD, 1TB HDD Display:15") | ITA | F | 002 | ST | 000 | 00 |  |  | Nos | [5 empty] | ITAI512GEN16GB512GB1TB | -
ITSA0150100000 | IT | MS Office licensed oftwares 2019 | ITS | A | 015 | 01 | 000 | 00 |  |  | Nos | [5 empty] | ITAMSOFFICE2019 | -
ITSO0070000000 | IT | License Windows 10 pro(64bit)) | ITS | O | 007 | 00 | 000 | 00 |  |  | Nos | [5 empty] | ITALICENSEWINDOW10PRO | -
ITSA0160100000 | IT | Office licensed softwares 2019 | ITS | A | 016 | 01 | 000 | 00 |  |  | Nos | [5 empty] | ITALICESENSE2019SW | -
ITAD012NA04500 | IT | laptop Intel Core i7, 15.6-inch touch screen, 16GB RAM, 1TB SSD, Windows 11 Pro, and Bluetooth with a 200m range. | ITA | D | 012 | NA | 045 | 00 |  |  | Job | [5 empty] | ITI715.6INCH16GBNA | -
ITAK018ST00000 | IT | Desktop PC i5 , 12 th GEN CPU , 16 GB RAM, 128 GB SSD , 500 GB HDD, RS232/RS 485 port ,2 RJ port , Keyboard, optical Mouse , 32" TFT color Monitor, Latest Win pro OS, MS and Antivirus | ITA | K | 018 | ST | 000 | 00 |  |  | Nos | [5 empty] | ITAI513GEN8GB21INCHST | -
ITSA0170000000 | IT | SSL certificate for Cochi server | ITS | A | 017 | 00 | 000 | 00 |  |  | Nos | [5 empty] | ITSSLCERTCOCHISERNA | -
ITAF004HP00000 | IT | HP 250 G9 (95X40PA) - Laptop | ITA | F | 004 | HP | 000 | 00 |  |  | Nos | [5 empty] | HP250G9 | -
ITAB002DL00000 | IT | Cat-6 LAN Cable 2 mtr | ITA | B | 002 | DL | 000 | 00 |  |  | Nos | [5 empty] | ITCAT6LANCBL2MTRDL | -
ITAM016ST00000 | IT | 16 GB Memory Card | ITA | M | 016 | ST | 000 | 00 |  |  | Nos | [5 empty] | IT16GBMEMST | -
ITAA021DL00000 | IT | D-Link PATCH CORD LC-SC SM DUPLEX LENGTH- 2m | ITA | A | 021 | DL | 000 | 00 |  |  | Nos | [5 empty] | ITPATCHCRDLCSCDL | -
ITSA009SC00000 | IT | AVEVA Plant HMI 2023 R2 1200 Tags, Scada Software | ITS | A | 009 | SC | 000 | 00 |  |  | Nos | [5 empty] | ITAVEVAPLANTHMISC | -
ITAM001NA00000 | IT | KEYBOARD Dell | ITA | M | 001 | NA | 000 | 00 |  |  | Nos | [5 empty] | ITAKEYBRDDELLNA | 1
ITAM003NA00000 | IT | Mouse Dell | ITA | M | 003 | NA | 000 | 00 |  |  | Nos | [5 empty] | ITMOUSEDELLNA | 1
ELAU104VS00000 | JB | JUNCTION BOX FOR LIGHTING ARRESTOR | ELA | U | 104 | VS | 000 | 00 |  |  | Nos | [5 empty] | ELAJBLIGHTARRESTORVS | -
ELAU102VS00000 | LA | LIGHTNING ARRESTER KALRE ALR-04 WINA 5 MTR POLE WINA PLATE AND GI STRAY WIRE | ELA | U | 102 | VS | 000 | 00 |  |  | Nos | [5 empty] | ELALIGHTAREESTER5MTRVS | -
ELAU103VS00000 | LA | LIGHTNING ARRESTER COUNTER | ELA | U | 103 | VS | 000 | 00 |  |  | Nos | [5 empty] | ELALIGHTAREESTERVS | -
LVLB004PT00101 | Level Transmitter | ULTRASONIC LEVEL TRANSMITTER, 2 WIRE TYPE, 0-10 METER, WINA DISPLAY, 24 VDC | LVL | B | 004 | PT | 001 | 01 |  |  | Mtr | [5 empty] | TUS-ULTRATROL-2P1W | 1
LVLE050MI00203 | Level Transmitter | VENTED HYDROSTATIC LEVEL SENSOR 0-50 MH20 WINA 45 METER CABLE LENGNA | LVL | E | 050 | MI | 002 | 03 |  |  | Mtr | [5 empty] | MPM489W45V1E24 | -
LVLE050MI00303 | Level Transmitter | VENTED HYDROSTATIC LEVEL SENSOR 0-50 MH20 WINA 40 METER CABLE LENGNA | LVL | E | 050 | MI | 003 | 03 |  |  | Mtr | [5 empty] | MPM489W40V1E24 | -
LVLE050MI00403 | Level Transmitter | VENTED HYDROSTATIC LEVEL SENSOR 0-50 MH20 WINA 75 METER CABLE LENGNA | LVL | E | 050 | MI | 004 | 03 |  |  | Mtr | [5 empty] | MPM489W75V1E24 | -
LVLA004DS00005 | Level Transmitter | CABLE TYPE FLOAT SWITCH 4 METER LENGNA PP TYPE | LVL | A | 004 | DS | 000 | 05 |  |  | Nos | [5 empty] | PP4MCFLVLSWT | -
LVLB003BA00502 | Level Transmitter | ULTRASONIC LEVEL TRANSMITTER, 0 TO 8 METR RANGE , QT50ULB | LVL | B | 003 | BA | 005 | 02 |  |  | Nos | [5 empty] | QT50ULB | -
LVLB004MI00000 | Level Transmitter | ULTRASONIC LEVEL TRANSMITTER 0-10 METER MICROSENSOR MAKE | LVL | B | 004 | MI | 000 | 00 |  |  | Nos | [5 empty] | LR725L10M | -
LVLF003EL00600 | Level Transmitter | BATTERY OPERATED 0 TO 8 MTR LEVEL SENSOR | LVL | F | 003 | EL | 006 | 00 |  |  | Nos | [5 empty] | ULT200 B | -
LVLA002DS00005 | Level Transmitter | CABLE TYPE FLOAT SWITCH 2 METER LENGNA PP TYPE | LVL | A | 002 | DS | 000 | 05 |  |  | Nos | [5 empty] | PP2MCFLVLSWT | -
LVLA003DS00005 | Level Transmitter | CABLE TYPE FLOAT SWITCH 3 METER LENGNA PP TYPE | LVL | A | 003 | DS | 000 | 05 |  |  | Nos | [5 empty] | PP3MCFLVLSWT | -
LVLE050MI00703 | Level Transmitter | HYDROSTATIC PRESSURE TRANSMITTER 0 TO 50 MTR VENTED | LVL | E | 050 | MI | 007 | 03 |  |  | Nos | [5 empty] | iHLT-50-V1-E-02-N | 187
LVLC001BE00801 | Level Transmitter | RADAR LEVEL TRANSMITTER 0 TO 15 MTR 2 WIRE TYPE - JJM | LVL | C | 001 | BE | 008 | 01 |  |  | Nos | [5 empty] | iRLT-15-E-11 | 18
LVLB004EL00901 | Level Transmitter | ULTRASONIC LEVEL TRANSMITTER 0 TO 10 MTR 2 WIRE 4 TO 20 mA | LVL | B | 004 | EL | 009 | 01 |  |  | Nos | [5 empty] | ULT-200 | -
LVLC002SB01001 | Level Transmitter | RADAR LEVEL TRANSMITTER 0 TO 35 MTR - 2 WIRE TYPE | LVL | C | 002 | SB | 010 | 01 |  |  | Nos | [5 empty] | 138W5230 | -
LVLE120MI00003 | Level Transmitter | HYDROSTATIC PRESSURE TRANSMITTER 0 TO 120 MTR | LVL | E | 120 | MI | 000 | 03 |  |  | Nos | [5 empty] | iHLT-120-V1-E-02-N | -
LVLE200MI00004 | Level Transmitter | HYDROSTSTIC DEPNA SENSOR 0-200 METER | LVL | E | 200 | MI | 000 | 04 |  |  | Nos | [5 empty] | iHLT-200-V1-E-02-N | -
LVLB002NA00001 | Level Transmitter | Ultrasonic Level Transmitter 0 to 6 Meter Range and 4 to 20 mA | LVL | B | 002 | NA | 000 | 01 |  |  | Nos | [5 empty] | LVLULT6MTR4TO20CI | -
LVLB003NA00001 | Level Transmitter | Ultrasonic Level Transmitter 0 to 8 Meter Range and 4 to 20 mA | LVL | B | 003 | NA | 000 | 01 |  |  | Nos | [5 empty] | iULT-08-E-1 | 13
LVLG000NA00000 | Level Transmitter | LOSS OF HEAD | LVL | G | 000 | NA | 000 | 00 |  |  | Nos | [5 empty] | LVLLOHEADNA | -
LVLH000NA00000 | Level Transmitter | RATE OF FLOW | LVL | H | 000 | NA | 000 | 00 |  |  | Nos | [5 empty] | LVLROFLOWNA | -
LVLB003NA00000 | Level Transmitter | Ultrasonic Level Transmitter 0-8 M (as prefered) | LVL | B | 003 | NA | 000 | 00 |  |  | Nos | [5 empty] | iULT-08-E-1-PREF | -
LVLC001NA00000 | Level Transmitter | Raddartype Level Transmitter 0-5 M | LVL | C | 001 | NA | 000 | 00 |  |  | Nos | [5 empty] | RADLEVTYPE05NA | -
LVLB004NA00001 | Level Transmitter | Ultrasonic Level Transmetter (0-10Mtr) | LVL | B | 004 | NA | 000 | 01 |  |  | Nos | [5 empty] | LVLULT10MTRCI | -
LVLB002ST00001 | Level Transmitter | ULTRASONIC LEVEL TRANSMITTER 0 TO 6 MTR 2 WIRE 4 TO 20 mA | LVL | B | 002 | ST | 000 | 01 |  |  | Nos | [5 empty] | iULT-06-E-1- STD | -
LVLB002CI00000 | Level Transmitter | 0-6 METER ULTRASONIC LEVEL SENSOR | LVL | B | 002 | CI | 000 | 00 |  |  | Nos | [5 empty] | LVLULT6MTRCI | 188
LVLA005SP00002 | Level Transmitter | Conductivity Level Switch | LVL | A | 005 | SP | 000 | 02 |  |  | Nos | [5 empty] | LVLCONDUCTIVITYSP | -
LVLB007NA00001 | Level Transmitter | Ultrasonic Level Transmitter0-4 meter | LVL | B | 007 | NA | 000 | 01 |  |  | Nos | [5 empty] | LVLULT4MTRCI | -
LVLB008NA00001 | Level Transmitter | Ultrasonic Level Transmitter0-3 meter | LVL | B | 008 | NA | 000 | 01 |  |  | Nos | [5 empty] | LVLULT3MTRCI | -
LVLB003CI00001 | Level Transmitter | ULTRASONIC LEVEL TRANSMITTER 0 TO 8 MTR 2 WIRE 4 TO 20 mA | LVL | B | 003 | CI | 000 | 01 |  |  | Nos | [5 empty] | iULT-08-E-1-CIM | -
LVLC003CI00000 | Level Transmitter | Radar LEVEL TRANSMITTER 0 TO 4 Mtr - CIMCON make | LVL | C | 003 | CI | 000 | 00 |  |  | Nos | [5 empty] | iRLT-04-E-11-CIM | -
LVLB002BE00901 | Level Transmitter | ULTRASONIC LEVEL TRANSMITTER 0 TO 6 MTR 2 WIRE 4 TO 20 mA | LVL | B | 002 | BE | 009 | 01 |  |  | Nos | [5 empty] | iULT-06-E-1 | -
LVLB006PT00001 | Level Transmitter | ULTRASONIC LEVEL TRANSMITTER 0 TO 20 MTR 2 WIRE 4 TO 20 mA | LVL | B | 006 | PT | 000 | 01 |  |  | Nos | [5 empty] | LVLULT20MTRPT | -
PACA001AS00000 | Packing Material | ARMOOUR PACKING | PAC | A | 001 | AS | 000 | 00 |  |  | Job | [5 empty] | PACARMORAS | -
PACB002BM00000 | Packing Material | 605*385*300 UNPRINTED PLY BOX | PAC | B | 002 | BM | 000 | 00 |  |  | Nos | [5 empty] | PACPLYBOXBM | -
PACC003BM00000 | Packing Material | 585*360 MM PLY PLATE | PAC | C | 003 | BM | 000 | 00 |  |  | Nos | [5 empty] | PACPLYPLATEBM | -
PACD000BM00000 | Packing Material | HONEYCOMB | PAC | D | 000 | BM | 000 | 00 |  |  | Nos | [5 empty] | PACHONEYCMBBM | -
PACE004BP00000 | Packing Material | WOODEN BOX 20*18*16 | PAC | E | 004 | BP | 000 | 00 |  |  | Nos | [5 empty] | PACMATERIALBP001 | -
PACE005BP00000 | Packing Material | WOODEN BOX 19*14*14 | PAC | E | 005 | BP | 000 | 00 |  |  | Nos | [5 empty] | PACMATERIALBP002 | -
PACE006BP00000 | Packing Material | WOODEN BOX 18*13*23 | PAC | E | 006 | BP | 000 | 00 |  |  | Nos | [5 empty] | PACMATERIALBP003 | -
PACB007ST00000 | Packing Material | 500*310*230 MM 7 PLY BOX | PAC | B | 007 | ST | 000 | 00 |  |  | Nos | [5 empty] | PACPLYBOXST | -
PACG001ST00000 | Packing Material | STRETCH FILM 12 " | PAC | G | 001 | ST | 000 | 00 |  |  | Nos | [5 empty] | PACMATERIALST005 | -
PACH001ST00000 | Packing Material | BUBBLE ROLL | PAC | H | 001 | ST | 000 | 00 |  |  | Nos | [5 empty] | PACMATERIALST006 | -
PACI001ST00000 | Packing Material | CELLOTAPE 1" 65 MTR | PAC | I | 001 | ST | 000 | 00 |  |  | Nos | [5 empty] | PACMATERIALST007 | -
PNLE001KR00000 | Panel | STP Panel with mini RTU | PNL | E | 001 | KR | 000 | 00 |  |  | Nos | [5 empty] | PNLSTPRTU1KOUTKR | -
PNLF001ST01205 | Panel | SINGLE PHASE FEEDER PANEL OUTDOOR AND POLE MOUNT TYPE WITH IFPC | PNL | F | 001 | ST | 012 | 05 |  |  | Nos | [5 empty] | PNL1PHFEEDERIFPCST | -
PNLF002ST01203 | Panel | THREE PHASE FEEDER PANEL OUTDOOR AND STAND MOUNT TYPE WITH IFPC | PNL | F | 002 | ST | 012 | 03 |  |  | Nos | [5 empty] | PNL3PHFEEDERIFPCST | -
PNLI001ST00000 | Panel | TLP BOX WINA BACKELITE PLATE | PNL | I | 001 | ST | 000 | 00 |  |  | Nos | [5 empty] | PNLTLPBOXBAKELITEST | -
PNLP001KR01000 | Panel | 10 HP STARTER PANEL WINA 3 NOS ACTUATOR STARTER PANEL | PNL | P | 001 | KR | 010 | 00 |  |  | Nos | [5 empty] | PNLACTSTARTER10HP3NSKR | -
PNLJ000EL00000 | Panel | ELTRO JUNCTIN BOX 400*350*120 | PNL | J | 000 | EL | 000 | 00 |  |  | Nos | [5 empty] | PNLELECJUNCBOXEL | -
PNLB001NA00200 | Panel | PANEL-1, BOREWEL PANEL AS PER ANNEXURE-1 | PNL | B | 001 | NA | 002 | 00 |  |  | Nos | [5 empty] | PNLBOREWELLNA | -
PNLB004NA00200 | Panel | PANEL-2, FRENCHWELL & DRINKINGWELL AS PER ANNEXURE-2 | PNL | B | 004 | NA | 002 | 00 |  |  | Nos | [5 empty] | PNLFRENCHNA | -
PNLK003PO00000 | Panel | ATS PANEL 40 HP POWERTECH | PNL | K | 003 | PO | 000 | 00 |  |  | Nos | [5 empty] | PNLATSPANEL40HPPO | -
PNLK004PO00000 | Panel | ATS PANEL 50 HP POWERTECH | PNL | K | 004 | PO | 000 | 00 |  |  | Nos | [5 empty] | PNLATSPANEL50HPPO | -
PNLL003PO00000 | Panel | APR PANEL 40 HP POWERTECH | PNL | L | 003 | PO | 000 | 00 |  |  | Nos | [5 empty] | PNLAPR40HPPANELPO | -
PNLL006PO00000 | Panel | APR PANEL 70 HP POWERTECH | PNL | L | 006 | PO | 000 | 00 |  |  | Nos | [5 empty] | PNLATSPANEL70HPPO | -
PNLM004PO00000 | Panel | 250 AMP MCCB BOX POWERTECH | PNL | M | 004 | PO | 000 | 00 |  |  | Nos | [5 empty] | PNLMCCB250AMPPO | -
PNLF002KR00000 | Panel | 3 PHASE FEEDER PANEL | PNL | F | 002 | KR | 000 | 00 |  |  | Nos | [5 empty] | PNL3PHFEEDERKR | -
PNLO001KR00500 | Panel | 200 w X 300 H X 300 D CANOPY FOR LEVEL SENSOR | PNL | O | 001 | KR | 005 | 00 |  |  | Nos | [5 empty] | PNL200X300CANOPYKR | -
PNLC006KR00300 | Panel | RTU 6000 + 10 SCADA + 10 ACT PANEL | PNL | C | 006 | KR | 003 | 00 |  |  | Nos | [5 empty] | PNLACTRTU6K10SCADKR | -
PNLD006KR00300 | Panel | RTU 6000 + 6 SINGLE PHASE ACT PANEL | PNL | D | 006 | KR | 003 | 00 |  |  | Nos | [5 empty] | PNLACT6SINPHS6KKR | -
PNLH006KR00100 | Panel | RTU 1000 + 25 HP VFD STARTER PANEL | PNL | H | 006 | KR | 001 | 00 |  |  | Nos | [5 empty] | PNLVFDSTAR25HP1KKR | -
PNLH008KR00100 | Panel | RTU 1000 + 35 HP VFD STARTER PANEL | PNL | H | 008 | KR | 001 | 00 |  |  | Nos | [5 empty] | PNLVFDSTAR35HP1KKR | -
PNLF013KR00100 | Panel | 20 HP X 1 STAR DELTA PANEL WINA MINI RTU | PNL | F | 013 | KR | 001 | 00 |  |  | Nos | [5 empty] | PNLSTRDEL1K20HPKR | -
PNLF003KR00101 | Panel | 7.5 HP X 1 STAR DELTA PANEL WINA MINI RTU | PNL | F | 003 | KR | 001 | 01 |  |  | Nos | [5 empty] | PNLSTRDEL1K7.5HPKR | -
PNLF005KR00101 | Panel | 10 HP X 1 STAR DELTA PANEL WINA MINIR RTU | PNL | F | 005 | KR | 001 | 01 |  |  | Nos | [5 empty] | PNLSTRDEL1K10HPKR | -
PNLP001NE01000 | Panel | 10 HP STARTER PANEL WINA 3 NOS ACTUATOR STARTER PANEL | PNL | P | 001 | NE | 010 | 00 |  |  | Nos | [5 empty] | PNLACTSTARTER10HP3NSNE | -
PNLP023KR01000 | Panel | 12.5 HP STARTER PANEL WINA 3 NOS ACTUATOR STARTER PANEL | PNL | P | 023 | KR | 010 | 00 |  |  | Nos | [5 empty] | PNLACTSTARTER12.5HP3NSKR | -
PNLP023NE01000 | Panel | 12.5 HP STARTER PANEL WINA 3 NOS ACTUATOR STARTER PANEL | PNL | P | 023 | NE | 010 | 00 |  |  | Nos | [5 empty] | PNLACTSTARTER12.5HP3NSNE | -
PNLP002KR01000 | Panel | 15 HP STARTER PANEL WINA 3 NOS ACTUATOR STARTER PANEL | PNL | P | 002 | KR | 010 | 00 |  |  | Nos | [5 empty] | PNLACTSTARTER15HP3NSKR | -
PNLP002NE01000 | Panel | 15 HP STARTER PANEL WINA 3 NOS ACTUATOR STARTER PANEL | PNL | P | 002 | NE | 010 | 00 |  |  | Nos | [5 empty] | PNLACTSTARTER15HP3NSNE | -
PNLU005KR01000 | Panel | 15 HP TW VFD + ACT VFD + SOLAR PDB -JJM | PNL | U | 005 | KR | 010 | 00 |  |  | Nos | [5 empty] | PNLVFDSOLAR15HPJJMKR | -
PNLU005NA00400 | Panel | 15 HP TW VFD + ACT VFD + SOLAR PDB -JJM | PNL | U | 005 | NA | 004 | 00 |  |  | Nos | [5 empty] | PNL15HPVFDSOLARPDBNA | -
PNLP022KR01000 | Panel | 17.5 HP STARTER PANEL WINA 3 NOS ACTUATOR STARTER PANEL | PNL | P | 022 | KR | 010 | 00 |  |  | Nos | [5 empty] | PNLACTSTARTER17.5HP3NSKR | -
PNLP022NE01000 | Panel | 17.5 HP STARTER PANEL WINA 3 NOS ACTUATOR STARTER PANEL | PNL | P | 022 | NE | 010 | 00 |  |  | Nos | [5 empty] | PNLACTSTARTER17.5HP3NSNE | -
PNLP003KR01000 | Panel | 20 HP STARTER PANEL WINA 3 NOS ACTUATOR STARTER PANEL | PNL | P | 003 | KR | 010 | 00 |  |  | Nos | [5 empty] | PNLACTSTARTER20HP3NSKR | -
PNLP003NE01000 | Panel | 20 HP STARTER PANEL WINA 3 NOS ACTUATOR STARTER PANEL | PNL | P | 003 | NE | 010 | 00 |  |  | Nos | [5 empty] | PNLACTSTARTER20HP3NSNE | -
PNLQ001NE00700 | Panel | MS FABRICATED BOX OF 305W*450+25H*300MM | PNL | Q | 001 | NE | 007 | 00 |  |  | Nos | [5 empty] | PNLFABRICATEDBOXNE | -
PNLQ002KR00000 | Panel | UPS+BATTERY ENCLOSURE BOX WINA 5 INCH STAND FOR | PNL | Q | 002 | KR | 000 | 00 |  |  | Nos | [5 empty] | PNLUPSBATTKR | -
PNLF023KR00101 | Panel | 40 HP X 1 STAR DELTA PANEL WINA MINI RTU | PNL | F | 023 | KR | 001 | 01 |  |  | Nos | [5 empty] | PNLSTRDEL1K40HPKR | -
PNLF008KR00100 | Panel | 12.5 HP X 2 STAR DELTA PANEL WINA MINI RTU | PNL | F | 008 | KR | 001 | 00 |  |  | Nos | [5 empty] | PNLSTRDEL1K12.5HPKR | -
PNLF020KR00100 | Panel | 30 HPX 2 STAR DELTA PANEL WINA MINI RTU | PNL | F | 020 | KR | 001 | 00 |  |  | Nos | [5 empty] | PNLSTRDEL1K30HPKR | -
PNLP004KR01000 | Panel | 25 HP STARTER PANEL WINA 3 NOS ACTUATOR STARTER PANEL | PNL | P | 004 | KR | 010 | 00 |  |  | Nos | [5 empty] | PNLACTSTARTER25HP3NSKR | -
PNLP004NE01000 | Panel | 25 HP STARTER PANEL WINA 3 NOS ACTUATOR STARTER PANEL | PNL | P | 004 | NE | 010 | 00 |  |  | Nos | [5 empty] | PNLACTSTARTER25HP3NSNE | -
PNLU008KR01000 | Panel | 25 HP TW VFD + ACT VFD + SOLAR PDB -JJM | PNL | U | 008 | KR | 010 | 00 |  |  | Nos | [5 empty] | PNLVFDSOLAR25HPJJMKR | -
PNLS006ST00000 | Panel | PVC JUNCTION BOX 255 X 200 X 80 MM | PNL | S | 006 | ST | 000 | 00 |  |  | Nos | [5 empty] | PNLPVCJB255200ST | -
PNLU008NA00400 | Panel | 25 HP TW VFD + ACT VFD + SOLAR PDB -JJM | PNL | U | 008 | NA | 004 | 00 |  |  | Nos | [5 empty] | PNL25HPVFDSOLARPDBNA | -
PNLU001NA00400 | Panel | 3 TO 5 HP TW VFD + ACT VFD + SOLAR PDB -JJM | PNL | U | 001 | NA | 004 | 00 |  |  | Nos | [5 empty] | PNL3TO5HPVFDSOLARPDBNA | -
PNLF003KR00000 | Panel | 20 HP STAR DELTA PANEL | PNL | F | 003 | KR | 000 | 00 |  |  | Nos | [5 empty] | PNL7.5HOSTRDELTANA | -
PNLU001KR01000 | Panel | 3 TO 5 HP TW VFD + ACT VFD + SOLAR PDB -JJM | PNL | U | 001 | KR | 010 | 00 |  |  | Nos | [5 empty] | PNLVFDSOLAR3TO5HPJJMKR | -
PNLP005KR01000 | Panel | 30 HP STARTER PANEL WINA 3 NOS ACTUATOR STARTER PANEL | PNL | P | 005 | KR | 010 | 00 |  |  | Nos | [5 empty] | PNLACTSTARTER30HP3NSKR | -
PNLF013KR00000 | Panel | 20 HP X 1 STAR DELTA PANEL WINA RTU1000 | PNL | F | 013 | KR | 000 | 00 |  |  | Nos | [5 empty] | PNLSTRDEL20HPKR | -
PNLF026KR00000 | Panel | 50 HP X 2 STAR DELTA PANEL WINA RTU1000 | PNL | F | 026 | KR | 000 | 00 |  |  | Nos | [5 empty] | PNLSTRDEL1K50HPKR | -
PNLP005NE01000 | Panel | 30 HP STARTER PANEL WINA 3 NOS ACTUATOR STARTER PANEL | PNL | P | 005 | NE | 010 | 00 |  |  | Nos | [5 empty] | PNLACTSTARTER30HP3NSNE | -
PNLP020KR01000 | Panel | 5 HP STARTER PANEL WINA 3 NOS ACTUATOR STARTER PANEL | PNL | P | 020 | KR | 010 | 00 |  |  | Nos | [5 empty] | PNLACTSTARTER5HP3NSKR | -
PNLP020NE01000 | Panel | 5 HP STARTER PANEL WINA 3 NOS ACTUATOR STARTER PANEL | PNL | P | 020 | NE | 010 | 00 |  |  | Nos | [5 empty] | PNLACTSTARTER5HP3NSNE | -
PNLU002NA00400 | Panel | 7.5 HP TW VFD + ACT VFD + SOLAR PDB -JJM | PNL | U | 002 | NA | 004 | 00 |  |  | Nos | [5 empty] | PNL7.5HPVFDSOLARPDBNA | -
PNLV001KP00801 | Panel | iCL + iTU TRANSMITTER ACRYLIC PANEL-JJM | PNL | V | 001 | KP | 008 | 01 |  |  | Nos | [5 empty] | PNLICLITUACRYLICKP | 1
PNLV002KP00101 | Panel | RTU 1000 ACRYLIC BOX PANEL FOR TEST LAB SAKAR IV | PNL | V | 002 | KP | 001 | 01 |  |  | Nos | [5 empty] | PNLACRYLICRTU1KKP | -
PNLP021KR01000 | Panel | 7.5 HP STARTER PANEL WINA 3 NOS ACTUATOR STARTER PANEL | PNL | P | 021 | KR | 010 | 00 |  |  | Nos | [5 empty] | PNLACTSTARTER7.5HP3NSKR | -
PNLP021NE01000 | Panel | 7.5 HP STARTER PANEL WINA 3 NOS ACTUATOR STARTER PANEL | PNL | P | 021 | NE | 010 | 00 |  |  | Nos | [5 empty] | PNLACTSTARTER7.5HP3NSNE | -
PNLW001SA00000 | Panel | ACTUATOR PANEL WINA ISOLATION TRANSFORMER | PNL | W | 001 | SA | 000 | 00 |  |  | Nos | [5 empty] | PNLACTISOLATIONXMERSA | -
PNLB011KP00400 | Panel | RTU 6000 + +SCADA+PDB PANEL FOR ZETWERKS | PNL | B | 011 | KP | 004 | 00 |  |  | Nos | [5 empty] | PNLPBDRTUZETWERKKP | -
PNLk005PO00000 | Panel | ATS PANEL 60 HP | PNL | k | 005 | PO | 000 | 00 |  |  | Nos | [5 empty] | PNLATS60HPPO | -
PNLK009PO00000 | Panel | ATS PANEL 100 HP | PNL | K | 009 | PO | 000 | 00 |  |  | Nos | [5 empty] | PNLATS100HPPO | -
PNLL005PO00000 | Panel | APR PANEL 60 HP | PNL | L | 005 | PO | 000 | 00 |  |  | Nos | [5 empty] | PNLAPR60HPPO | -
PNLK002PO00000 | Panel | 35 HP ATS PANEL | PNL | K | 002 | PO | 000 | 00 |  |  | Nos | [5 empty] | PNLATS35HPPO | -
PNLX004PO00000 | Panel | 125 AMP SFU BOX | PNL | X | 004 | PO | 000 | 00 |  |  | Nos | [5 empty] | PNL125AMPBOXPO | -
PNLB011NE00400 | Panel | RTU +SCADA+PDB PANEL FOR ZETWERKS | PNL | B | 011 | NE | 004 | 00 |  |  | Nos | [5 empty] | PNLPBDRTUZETWERKNE | -
PNLH001DI00000 | Panel | 3HP VFD PANEL WINAOUT -VFD FROM VENDOR | PNL | H | 001 | DI | 000 | 00 |  |  | Nos | [5 empty] | PNLVFD3HPWOVENDORDI | -
PNLH002DI00000 | Panel | 5HP VFD PANEL WINAOUT -VFD FROM VENDOR | PNL | H | 002 | DI | 000 | 00 |  |  | Nos | [5 empty] | PNLVFD5HPWOVENDORDI | -
PNLB004DI00300 | Panel | RTU+4 SCADA PANEL WINA HMI | PNL | B | 004 | DI | 003 | 00 |  |  | Nos | [5 empty] | PNLRTU+4SCADAHMIDI | -
PNLB003DI00300 | Panel | RTU+3 SCADA PANEL WINA HMI | PNL | B | 003 | DI | 003 | 00 |  |  | Nos | [5 empty] | PNLRTU+3SCADAHMIDI | -
PNLO002KR00900 | Panel | 200*200*180 CANOPY | PNL | O | 002 | KR | 009 | 00 |  |  | Nos | [5 empty] | PNLCANOPYRTU6K16KR | -
PNLK006PO00000 | Panel | 70 HP ATS PANEL | PNL | K | 006 | PO | 000 | 00 |  |  | Nos | [5 empty] | PNL70HPATSPO | -
PNLU003NA00400 | Panel | 10 HP TW VFD + ACT VFD + SOLAR PDB -JJM | PNL | U | 003 | NA | 004 | 00 |  |  | Nos | [5 empty] | PNL10HPVFDSOLARPDBNA | -
PNLO006RM01102 | Panel | 320W*490H*280D CANOPY for Marsh actuator MOC :-GI | PNL | O | 006 | RM | 011 | 02 |  |  | Nos | [5 empty] | PNLCAN320W490H280DRM | -
PNLO007RM01102 | Panel | 280W*360H*220D CANOPY for Marsh actuator MOC :-GI | PNL | O | 007 | RM | 011 | 02 |  |  | Nos | [5 empty] | PNLCAN280W360H220DRM | -
PNLO008RM01102 | Panel | 280W*350H*260D CANOPY for Marsh actuator MOC :-GI | PNL | O | 008 | RM | 011 | 02 |  |  | Nos | [5 empty] | PNLCAN280W350H260DRM | -
PNLO009RM01102 | Panel | 260W*350H*280D CANOPY for Marsh actuator MOC :-GI | PNL | O | 009 | RM | 011 | 02 |  |  | Nos | [5 empty] | PNLCAN260W4350H280DRM | -
PNLO010RM01102 | Panel | 230W*270H*220D CANOPY for Marsh actuator MOC :-GI | PNL | O | 010 | RM | 011 | 02 |  |  | Nos | [5 empty] | PNLCAN230W270H220DRM | -
PNLF008PR00000 | Panel | Tubewell Starter Panel - 12.5 HP X 2 nos | PNL | F | 008 | PR | 000 | 00 |  |  | Nos | [5 empty] | PNLTUBSTAR12.5HP2NOSPR | -
PNLF028PR00000 | Panel | Pump House Starter Panel - 60 HP X3 nos | PNL | F | 028 | PR | 000 | 00 |  |  | Nos | [5 empty] | PNLPUMPHOUSE60HPPR | -
PNLF029PR00000 | Panel | Pump House Starter Panel - 100 HP X3 nos | PNL | F | 029 | PR | 000 | 00 |  |  | Nos | [5 empty] | PNLPUMPHOUSE100HPPR | -
PNLF024PR00000 | Panel | Pump House Starter Panel - 40 HP X 2 nos | PNL | F | 024 | PR | 000 | 00 |  |  | Nos | [5 empty] | PNLPUMPHOUSE40HPPR | -
PNLAA007LT00000 | Panel | Main Switch 400 Amp With Enclouser | PNL | A | A00 | 7L | T00 | 00 |  |  | Nos | [5 empty] | PNLMAINSWT400ALT | -
PNLAA006LT00000 | Panel | Main Switch 400 Amp With Enclouser | PNL | A | A00 | 6L | T00 | 00 |  |  | Nos | [5 empty] | PNLMAINSWT320ALT | -
PNLP024NE01000 | Panel | 2 HP STARTER PANEL WINA 3 NOS ACTUATOR STARTER PANEL | PNL | P | 024 | NE | 010 | 00 |  |  | Nos | [5 empty] | PNLACTSTARTER2HP3NSNE | -
PNLP025NE01000 | Panel | 3 HP STARTER PANEL WINA 3 NOS ACTUATOR STARTER PANEL | PNL | P | 025 | NE | 010 | 00 |  |  | Nos | [5 empty] | PNLACTSTARTER3HP3NSNE | -
PNLAA004LT00000 | Panel | Main Switch 400 Amp With Enclouser | PNL | A | A00 | 4L | T00 | 00 |  |  | Nos | [5 empty] | PNLMAINSWT200ALT | -
PNLG003KR00100 | Panel | 20 HP SOFTSTARTER PANEL WINA 2 NOS SINGLE PHASE ACTUATOR CONTROL | PNL | G | 003 | KR | 001 | 00 |  |  | Nos | [5 empty] | PNLSOFTSTART20HP2NOKR | -
PNLF003KR00100 | Panel | 20 HP STAR DELTA STARTER PANEL WINA 2 NOS SINGLE PHASE ACTUATOR CONTROL | PNL | F | 003 | KR | 001 | 00 |  |  | Nos | [5 empty] | PNLSOFTDELTA20HP2NOKR | -
PNLF003NE00000 | Panel | 7.5 HP x 1 STAR DELTA PANEL WINAOUT MINI RTU | PNL | F | 003 | NE | 000 | 00 |  |  | Nos | [5 empty] | PNLSTRDEL7.5HPNE | -
PNLF005NE00000 | Panel | 10 HP X 1 STAR DELTA PANEL WINAOUT MINI RTU | PNL | F | 005 | NE | 000 | 00 |  |  | Nos | [5 empty] | PNLSTRDEL10HPNE | -
PNLF017NE00000 | Panel | 25 HP X 1 STAR DELTA PANEL WINAOUT MINI RTU | PNL | F | 017 | NE | 000 | 00 |  |  | Nos | [5 empty] | PNLSTRDEL25HPNE | -
PNLF002NE00000 | Panel | 5 HP X 2 NO STAR DELTA PANEL WINAOUT MINI RTU | PNL | F | 002 | NE | 000 | 00 |  |  | Nos | [5 empty] | PNLSTRDEL5HPNE | -
PNLF006NE00000 | Panel | 10 HP X 2 NO STAR DELTA PANEL WINAOUT MINI RTU | PNL | F | 006 | NE | 000 | 00 |  |  | Nos | [5 empty] | PNLSTRDEL10HP2NONE | -
PNLF008NE00000 | Panel | 12.5 HP X 2 NO STAR DELTA PANEL WINAOUT MINI RTU | PNL | F | 008 | NE | 000 | 00 |  |  | Nos | [5 empty] | PNLSTRDEL12.5HP2NONE | -
PNLF024NE00000 | Panel | 40 HP X 2 NO STAR DELTA PANEL WINAOUT MINI RTU | PNL | F | 024 | NE | 000 | 00 |  |  | Nos | [5 empty] | PNLSTRDEL40HP2NONE | -
PNLF030KR00000 | Panel | 10 HP X 4 , 7.5 HP X 4, 5 HP X 2 NOS STAR DELTA STARTER | PNL | F | 030 | KR | 000 | 00 |  |  | Nos | [5 empty] | PNLSTRDEL10,7.5,5HPKR | -
PNLF031KR00000 | Panel | 1HPX 2 , 3 HPX 1 ,5 HPX1 NOS DOL STARTER | PNL | F | 031 | KR | 000 | 00 |  |  | Nos | [5 empty] | PNLSTRDEL10,3,5HPKR | -
PNLA000KR00000 | Panel | Automation Panel | PNL | A | 000 | KR | 000 | 00 |  |  | Nos | [5 empty] | PNLAUTOMATIONKR | -
PNLF003KR01000 | Panel | SCADA + APR +SD+ 3PH ACT | PNL | F | 003 | KR | 010 | 00 |  |  | Nos | [5 empty] | PNLSCADAAPRSD3HPACTKR | -
PNLAA005LT00000 | Panel | Main Switch 400 Amp With Enclouser | PNL | A | A00 | 5L | T00 | 00 |  |  | Nos | [5 empty] | PNLMAINSWT250ALT | -
PNLAA003LT00000 | Panel | Main Switch 400 Amp With Enclouser | PNL | A | A00 | 3L | T00 | 00 |  |  | Nos | [5 empty] | PNLMAINSWT160ALT | -
PNLD001KR00100 | Panel | RTU + 1 NO SINGLE PHASE ACTUATOR PANEL WINA MINI RTU | PNL | D | 001 | KR | 001 | 00 |  |  | Nos | [5 empty] | PNLACT1K1PHKR | -
PNLG012KR00000 | Panel | 17.5 HP x 2 NOS SOFT STARTER PANEL WINAOUT RTU | PNL | G | 012 | KR | 000 | 00 |  |  | Nos | [5 empty] | PNLSOFTSTART17.5HP2NOKR | -
PNLG032KR00000 | Panel | 75 HP X 2 NOS SOFT STARTER PANEL WINAOUT RTU | PNL | G | 032 | KR | 000 | 00 |  |  | Nos | [5 empty] | PNLSOFTSTART75HP2NOKR | -
PNLG035KR00000 | Panel | 100 HP X 2 NOS SOFT STARTER PANEL WINAOUT RTU | PNL | G | 035 | KR | 000 | 00 |  |  | Nos | [5 empty] | PNLSOFTSTART100HP2NOKR | -
PNLU004NA00400 | Panel | 12.5 HP TW VFD + ACT VFD + SOLAR PDB -JJM | PNL | U | 004 | NA | 004 | 00 |  |  | Nos | [5 empty] | PNL12.5HPVFDSOLARPDBNA | -
PNLAA002LT00000 | Panel | Main Switch 400 Amp With Enclouser | PNL | A | A00 | 2L | T00 | 00 |  |  | Nos | [5 empty] | PNLMAINSWT125ALT | -
PNLU006NA00400 | Panel | 17.5 HP TW VFD + ACT VFD + SOLAR PDB -JJM | PNL | U | 006 | NA | 004 | 00 |  |  | Nos | [5 empty] | PNL17.5HPVFDSOLARPDBNA | -
PNLU007NA00400 | Panel | 20 HP TW VFD + ACT VFD + SOLAR PDB -JJM | PNL | U | 007 | NA | 004 | 00 |  |  | Nos | [5 empty] | PNL20HPVFDSOLARPDBNA | -
PNLU009NA00400 | Panel | 30 HP TW VFD + ACT VFD + SOLAR PDB -JJM | PNL | U | 009 | NA | 004 | 00 |  |  | Nos | [5 empty] | PNL30HPVFDSOLARPDBNA | -
PNLG019KR01000 | Panel | 30 HP SOFT STARTER PANEL WITH 2 NOS SINGLE PHASE ACTUATOR | PNL | G | 019 | KR | 010 | 00 |  |  | Nos | [5 empty] | PNLSOFTSTART30HPACT2NOKR | -
PNLF009NA00100 | Panel | 15 HP STARTER PANEL WITH RTU 1000 + DOSING PUMP CONTROLLING PROVISION | PNL | F | 009 | NA | 001 | 00 |  |  | Nos | [5 empty] | PNLSTARTER15HP1KNA | -
PNLP012NA00300 | Panel | 75 HP X3 NOS STAR DELTA STARTER + ACT + SCADA + RTU 6000 PANEL | PNL | P | 012 | NA | 003 | 00 |  |  | Nos | [5 empty] | PNL75HPSCADA6K3HPNA | -
PNLF011NA00100 | Panel | 17.5 HP STARTER PANEL WITH RTU 1000 | PNL | F | 011 | NA | 001 | 00 |  |  | Nos | [5 empty] | PNLSTARTER17.5HP1KNA | -
PNLS000NA00000 | Panel | Chlorine Flow cell Panel | PNL | S | 000 | NA | 000 | 00 |  |  | Nos | [5 empty] | PNLCHLORINEFLOWCELLNA | 83
PNLB001DI00300 | Panel | RTU+1 SCADA PANEL WITH HMI | PNL | B | 001 | DI | 003 | 00 |  |  | Nos | [5 empty] | PNLRTU1SCADAHMIDI | -
PNLB002DI00300 | Panel | RTU+2 SCADA PANEL WITH HMI | PNL | B | 002 | DI | 003 | 00 |  |  | Nos | [5 empty] | PNLRTU2SCADAHMIDI | -
PNLB005DI00300 | Panel | RTU+5 SCADA PANEL WITH HMI | PNL | B | 005 | DI | 003 | 00 |  |  | Nos | [5 empty] | PNLRTU5SCADAHMIDI | -
PNLB006DI00300 | Panel | RTU+6 SCADA PANEL WITH HMI | PNL | B | 006 | DI | 003 | 00 |  |  | Nos | [5 empty] | PNLRTU6SCADAHMIDI | -
PNLB007DI00300 | Panel | RTU+7 SCADA PANEL WITH HMI | PNL | B | 007 | DI | 003 | 00 |  |  | Nos | [5 empty] | PNLRTU7SCADAHMIDI | -
PNLB008DI00300 | Panel | RTU+8 SCADA PANEL WITH HMI | PNL | B | 008 | DI | 003 | 00 |  |  | Nos | [5 empty] | PNLRTU8SCADAHMIDI | -
PNLB009DI00300 | Panel | RTU+9 SCADA PANEL WITH HMI | PNL | B | 009 | DI | 003 | 00 |  |  | Nos | [5 empty] | PNLRTU9SCADAHMIDI | -
PNLB010DI00300 | Panel | RTU+10 SCADA PANEL WITH HMI | PNL | B | 010 | DI | 003 | 00 |  |  | Nos | [5 empty] | PNLRTU10SCADAHMIDI | -
PNLO018KR00000 | Panel | CANOPY FOR BULLET CAMERA | PNL | O | 018 | KR | 000 | 00 |  |  | Nos | [5 empty] | PNLCANOPYCAMERAKR | -
PNLP026NA00000 | Panel | 335 HP X 2 NOS SOFT STARTER PANEL WITH SCADA + ACT PANEL | PNL | P | 026 | NA | 000 | 00 |  |  | Nos | [5 empty] | PNLSOFTSTARTER335HP2NONA | -
PNLF027KR00400 | Panel | 7.5 HP + 50 HP STAR DELTA STARTER PANEL + RTU 3000 | PNL | F | 027 | KR | 004 | 00 |  |  | Nos | [5 empty] | PNL7.5,50HPSTARDELT3KKR | -
PNLO019NA00000 | Panel | 700 W X 700 H X 700 D ,SOLAR INVERTER & BATTERY CANOPY PANEL | PNL | O | 019 | NA | 000 | 00 |  |  | Nos | [5 empty] | PNLSOLARBATTCANOP700X700NA | -
PNLP020NA01000 | Panel | 3- 5 HP STARTER PANEL WITH 3 NOS ACTUATOR STARTER PANEL | PNL | P | 020 | NA | 010 | 00 |  |  | Nos | [5 empty] | PNLACTSTARTER3-5HP3NSKR | -
PNLP021NA01000 | Panel | 7.5 HP STARTER PANEL WITH 3 NOS ACTUATOR STARTER PANEL | PNL | P | 021 | NA | 010 | 00 |  |  | Nos | [5 empty] | PNLACTSTARTER7.5HP3NSNA | -
PNLP022NA01000 | Panel | 17.5 HP STARTER PANEL WITH 3 NOS ACTUATOR STARTER PANEL | PNL | P | 022 | NA | 010 | 00 |  |  | Nos | [5 empty] | PNLACTSTARTER17.5HP3NSNA | -
PNLP001NA01000 | Panel | 10 HP STARTER PANEL WITH 3 NOS ACTUATOR STARTER PANEL | PNL | P | 001 | NA | 010 | 00 |  |  | Nos | [5 empty] | PNLACTSTARTER10HP3NSNA | -
PNLP002NA01000 | Panel | 15 HP STARTER PANEL WITH 3 NOS ACTUATOR STARTER PANEL | PNL | P | 002 | NA | 010 | 00 |  |  | Nos | [5 empty] | PNLACTSTARTER15HP3NSNA | -
PNLP023NA01000 | Panel | 12.5 HP STARTER PANEL WITH 3 NOS ACTUATOR STARTER PANEL | PNL | P | 023 | NA | 010 | 00 |  |  | Nos | [5 empty] | PNLACTSTARTER12.5HP3NSNA | -
PNLP003NA01000 | Panel | 20 HP STARTER PANEL WITH 3 NOS ACTUATOR STARTER PANEL | PNL | P | 003 | NA | 010 | 00 |  |  | Nos | [5 empty] | PNLACTSTARTER20HP3NSNA | -
PNLP004NA01000 | Panel | 25 HP STARTER PANEL WITH 3 NOS ACTUATOR STARTER PANEL | PNL | P | 004 | NA | 010 | 00 |  |  | Nos | [5 empty] | PNLACTSTARTER25HP3NSNA | -
PNLP005NA01000 | Panel | 30 HP STARTER PANEL WITH 3 NOS ACTUATOR STARTER PANEL | PNL | P | 005 | NA | 010 | 00 |  |  | Nos | [5 empty] | PNLACTSTARTER30HP3NSNA | -
PNLF002NA61770 | Panel | PLATE MOUNT 3 PHASE FEEDER AS PER PROJECT 6177 BOM | PNL | F | 002 | NA | 617 | 70 |  |  | Nos | [5 empty] | PNLFEEDER3PHPLATENA | -
PNLQ004RI00000 | Panel | Rittal Panel 600*600*210 mm | PNL | Q | 004 | RI | 000 | 00 |  |  | Nos | [5 empty] | PNLRITTALRI | -
PNLN007NA00000 | Panel | CHANGE OVER SWITCH PANEL 315 AMP | PNL | N | 007 | NA | 000 | 00 |  |  | Nos | [5 empty] | PNLCHNAGESWITCHNA | -
PNLA006DI00000 | Panel | REDUNDANT RTU 6000-16 PANEL | PNL | A | 006 | DI | 000 | 00 |  |  | Nos | [5 empty] | PNLRTU6K16REDUNTANTDI | -
PNLO002NA00900 | Panel | CANOPY PVC TYPE 150X150X100 | PNL | O | 002 | NA | 009 | 00 |  |  | Nos | [5 empty] | PNLCANPVCNA | -
PNLB000NA00000 | Panel | RTU +SCADA PANEL W/O RTU | PNL | B | 000 | NA | 000 | 00 |  |  | Nos | [5 empty] | PNLRTUSCADANA | -
PNLC003NA00300 | Panel | RTU+3 SCADA+3 ACT PANEL | PNL | C | 003 | NA | 003 | 00 |  |  | Nos | [5 empty] | PNLRTU3SCADA3ACTNA | -
PNLC007NA00300 | Panel | RTU+5 SCADA+5 ACT PANEL | PNL | C | 007 | NA | 003 | 00 |  |  | Nos | [5 empty] | PNLRTU5SCADA5ACTNA | -
PNLC008NA00300 | Panel | RTU+6 SCADA+6 ACT PANEL | PNL | C | 008 | NA | 003 | 00 |  |  | Nos | [5 empty] | PNLRTU6SCADA6ACTNA | -
PNLE002NA00500 | Panel | FILTER BED PANEL | PNL | E | 002 | NA | 005 | 00 |  |  | Nos | [5 empty] | PNLFILTERBEDPANELNA | -
PNLC009NA00300 | Panel | RTU + 8 SCADA + 8 ACT | PNL | C | 009 | NA | 003 | 00 |  |  | Nos | [5 empty] | PNLRTU8SCADA8ACTNA | -
PNLA006KR00000 | Panel | REDUNDANT RTU 6000-16 PANEL | PNL | A | 006 | KR | 000 | 00 |  |  | Mtr | [5 empty] | PNLRTU6K16REDUNTANTKR | -
PNLB010NA00100 | Panel | RTU+1 SCADA+2 ACT PANEL | PNL | B | 010 | NA | 001 | 00 |  |  | Nos | [5 empty] | PNLRTU1SCADA2ACTNA | -
PNLJ000NA00000 | Panel | Dosign Panel Juncation Box | PNL | J | 000 | NA | 000 | 00 |  |  | Nos | [5 empty] | PNLDOSINGJBNA | 3
PNLY012NA00400 | Panel | 7.5 HP TW VFD + Dosing Pump Controlling (1w+1s) + Solar PDB+Space for 2 Nos 3Phase ACT | PNL | Y | 012 | NA | 004 | 00 |  |  | Nos | [5 empty] | PNL75HPVFDSOLAR3PHNA | -
PNLY013NA00400 | Panel | 10 HP TW VFD+ Dosing Pump Controlling (1w+1s) + Solar PDB+Space for 2 Nos 3Phase ACT | PNL | Y | 013 | NA | 004 | 00 |  |  | Nos | [5 empty] | PNL10HPVFDSOLAR3PHNA | -
PNLY014NA00400 | Panel | 12.5 HP TW VFD+ Dosing Pump Controlling (1w+1s) + Solar PDB+Space for 2 Nos 3Phase ACT | PNL | Y | 014 | NA | 004 | 00 |  |  | Nos | [5 empty] | PNL12.5HPVFDSOLAR3PHNA | -
PNLH004NA00000 | Panel | TW VFD Panel 15 HP | PNL | H | 004 | NA | 000 | 00 |  |  | Nos | [5 empty] | PNLVFDTW15HPNA | -
PNLH011NA00000 | Panel | TW VFD Panel 17.5 HP | PNL | H | 011 | NA | 000 | 00 |  |  | Nos | [5 empty] | PNLVFDTW17.5HPNA | -
PNLH006NA00000 | Panel | TW VFD Panel 25 HP | PNL | H | 006 | NA | 000 | 00 |  |  | Nos | [5 empty] | PNLVFDTW25HPNA | -
PNLF040NA00400 | Panel | 3 HP TW Star Delta Panel + Dosing Pump Controlling (1w+1s) + Solar PDB+Space for 2 Nos 3Phase ACT | PNL | F | 040 | NA | 004 | 00 |  |  | Nos | [5 empty] | PNL3HPSTARSOLAR3PHNA | -
PNLF041NA00400 | Panel | 5 HP TW Star Delta Panel + Dosing Pump Controlling (1w+1s) + Solar PDB+Space for 2 Nos 3Phase ACT | PNL | F | 041 | NA | 004 | 00 |  |  | Nos | [5 empty] | PNL5HPSTARDELSOLAR3PHNA | -
PNLF001NA00000 | Panel | 5 HP Non- Solar Based TW Star Delta Panel | PNL | F | 001 | NA | 000 | 00 |  |  | Nos | [5 empty] | PNL5HPNONSTARDELSOLARNA | -
PNLF003NA00000 | Panel | 7.5 HP Non- Solar Based TW Star Delta Panel | PNL | F | 003 | NA | 000 | 00 |  |  | Nos | [5 empty] | PNL7.5HPNONSTARDELSOLARNA | -
PNLF006NA00000 | Panel | 10 HP Non- Solar Based TW Star Delta Panel | PNL | F | 006 | NA | 000 | 00 |  |  | Nos | [5 empty] | PNL10HPNONSTARDELSOLARNA | -
PNLF007ST00003 | Panel | 32 A STREETLIGHT FEEDER PANEL WITH RTU6000PLUS+ AS PER BOM-6186 | PNL | F | 007 | ST | 000 | 03 |  |  | Nos | [5 empty] | PNL32STREETST | -
PNLA008ST52560 | Panel | DG SET MONITORING PANEL-5256 | PNL | A | 008 | ST | 525 | 60 |  |  | Nos | [5 empty] | PNLDGSETMONST | -
PNLA007ST52560 | Panel | PUMP MONITORING PANEL-5256 | PNL | A | 007 | ST | 525 | 60 |  |  | Nos | [5 empty] | PNLPUMPSETMONST | -
PNLQ007ST52560 | Panel | ENERGY MONITORING PANEL-5256 | PNL | Q | 007 | ST | 525 | 60 |  |  | Nos | [5 empty] | PNLENERGYST | -
PNLF042NA00000 | Panel | 15 HP * 2 STAR DELTA STARTER PANEL | PNL | F | 042 | NA | 000 | 00 |  |  | Nos | [5 empty] | PNL15HPSTARDELNA | -
PNLF043NA00000 | Panel | 30 HP * 2 STAR DELTA STARTER PANEL | PNL | F | 043 | NA | 000 | 00 |  |  | Nos | [5 empty] | PNL30HPSTARDELNA | -
PNLU010NA00400 | Panel | 35 HP TW VFD + ACT VFD + SOLAR PDB -JJM | PNL | U | 010 | NA | 004 | 00 |  |  | Nos | [5 empty] | PNL35HPVFDSOLARPDBNA | -
PNLB014DI00300 | Panel | RTU+14 SCADA PANEL WITH HMI | PNL | B | 014 | DI | 003 | 00 |  |  | Nos | [5 empty] | PNLRTU14SCADAHMIDI | -
PNLA001DI00100 | Panel | RTU+14 SCADA PANEL WITH HMI | PNL | A | 001 | DI | 001 | 00 |  |  | Nos | [5 empty] | PNLRTU1KDATALOGGERDI | -
PNLG009NA00000 | Panel | LT PANEL 55 KW SOFTSTARTER, CAPICITOR BANK WITH LOAD, 3 NOS. MOTOR OPERATION | PNL | G | 009 | NA | 000 | 00 |  |  | Nos | [5 empty] | PNLLT55KWCAP3NOSNA | -
PNLG010NA00000 | Panel | LT PANEL 315 KW SOFTSTARTER, CAPICITOR BANK WITH LOAD, 3 NOS. MOTOR OPERATION | PNL | G | 010 | NA | 000 | 00 |  |  | Nos | [5 empty] | PNLLT5315KWCAP3NOSNA | -
PNLG011NA00000 | Panel | LT PANEL 355 KW SOFTSTARTER, CAPICITOR BANK WITH LOAD, 3 NOS. MOTOR OPERATION | PNL | G | 011 | NA | 000 | 00 |  |  | Nos | [5 empty] | PNLLT355KWCAP3NOSNA | -
PNLAB012NA0000 | Panel | HT PANEL 6.6 KW WITH SOFTSTARTER FOR MOTOR OPERATION | PNL | A | B01 | 2N | A00 | 00 |  |  | Nos | [5 empty] | PNLLT6.6KWCAPNA | -
PNLZ004ST00000 | Panel | DOL STARTER COMBINE PANEL (1 HP TO 25 HP) MOTOR OPERATION | PNL | Z | 004 | ST | 000 | 00 |  |  | Nos | [5 empty] | PNL1TO25HPDOLSTARTERST | -
PNLO002KR00500 | Panel | Canopy size 200x200x180mm | PNL | O | 002 | KR | 005 | 00 |  |  | Nos | [5 empty] | PNLCANOPY200x200x180KR | -
PNLQ000ST00000 | Panel | Metal/ ABS/PVC Panel Box and Partition for Flow cell and Controller for pH, Chlorine and Turbidity | PNL | Q | 000 | ST | 000 | 00 |  |  | Nos | [5 empty] | PNLBOXFLOWCELLCONTRLST | -
PNLC011ST00000 | Panel | RTU + 3 SCADA + 4 ACT panel | PNL | C | 011 | ST | 000 | 00 |  |  | Nos | [5 empty] | PNLRTU4SCADA4ACTST | -
PNLD003ST00000 | Panel | RTU+ 3 ACT panel | PNL | D | 003 | ST | 000 | 00 |  |  | Nos | [5 empty] | PNLRTU3ACTST | -
PNLU011NA00400 | Panel | 40 HP TW VFD + ACT VFD + SOLAR PDB -JJM | PNL | U | 011 | NA | 004 | 00 |  |  | Nos | [5 empty] | PNL40HPVFDSOLARPDBNA | -
PNLA005NA00600 | Panel | Gail pata Panel | PNL | A | 005 | NA | 006 | 00 |  |  | Nos | [5 empty] | PNLGAILPATANA | -
PNLA007ST01003 | Panel | TCL Panel With RTU6000++ | PNL | A | 007 | ST | 010 | 03 |  |  | Nos | [5 empty] | PNLTCLPANELST | -
PNLB007NA00404 | Panel | RTU 600++, + 1 SCADA PANEL provision 2 Pump, 4 ACT , 1 ULT,1 Nos Chlorine and 3 Nos, PT provision | PNL | B | 007 | NA | 004 | 04 |  |  | Nos | [5 empty] | PNL6K++SCADAPUMPACTNA | -
PNLB008NA00005 | Panel | Wiman Modem Outdoor type panel 1 PT and 1 Chlorine sensor provision | PNL | B | 008 | NA | 000 | 05 |  |  | Nos | [5 empty] | PNLWIMAN1PT1CHLRNA | -
PNLAB012NA0001 | Panel | HT HFSR Soft starter panel | PNL | A | B01 | 2N | A00 | 01 |  |  | Nos | [5 empty] | PNLHTSOFTSTARTER2N | -
PNLAB012NA0002 | Panel | HT SOF Spare 6.6 KV incommer Panel | PNL | A | B01 | 2N | A00 | 02 |  |  | Nos | [5 empty] | PNLHTSOFT6.6KVINCOM2N | -
PNLAB012NA0003 | Panel | HT SOF Spare 6.6 KV Motor Feeder Panel | PNL | A | B01 | 2N | A00 | 03 |  |  | Nos | [5 empty] | PNLHTSOFT6.6KVFEEDER2N | -
PNLR006NA00000 | Panel | Enclosure for mounting Energy meter , Fuse TB and MCB for electricity board with transparent and sealable cover 250(W)* 500(H)*120 (D) | PNL | R | 006 | NA | 000 | 00 |  |  | Nos | [5 empty] | PNLENCEMFUSENA | -
PNLP027NA00000 | Panel | RTU + ACT + SCADA + Starter panel inlet chamber with 2 HP starter panel | PNL | P | 027 | NA | 000 | 00 |  |  | Nos | [5 empty] | PNLRTUACTSCADA02HP5HPNA | -
PNLP028NA00000 | Panel | RTU + ACT + SCADA + Starter panel inlet chamber with 10 HP +5 HP starter panel | PNL | P | 028 | NA | 000 | 00 |  |  | Nos | [5 empty] | PNLRTUACTSCADA10HP5HPNA | -
PNLH002NA00000 | Panel | 5HP VFD PANEL WITHOUT -VFD FROM VENDOR | PNL | H | 002 | NA | 000 | 00 |  |  | Nos | [5 empty] | PNLVFD5HPWOVENDORNA | -
PNLB004NA00300 | Panel | RTU+4 SCADA PANEL WITH HMI | PNL | B | 004 | NA | 003 | 00 |  |  | Nos | [5 empty] | PNLRTU+4SCADAHMINA | -
PNLB003NA00300 | Panel | RTU+3 SCADA PANEL WITH HMI | PNL | B | 003 | NA | 003 | 00 |  |  | Nos | [5 empty] | PNLRTU+3SCADAHMINA | -
PNLA016ST00000 | Panel | PLC panel for Intake well- 4203 | PNL | A | 016 | ST | 000 | 00 |  |  | Nos | [5 empty] | PNLINTAKEWELLST | -
PNLA017ST00000 | Panel | PLC panel for CWPH- 4203 | PNL | A | 017 | ST | 000 | 00 |  |  | Nos | [5 empty] | PNLCWPHST | -
PNLA018ST00000 | Panel | PLC panel for Filter House-1 - 4203 | PNL | A | 018 | ST | 000 | 00 |  |  | Nos | [5 empty] | PNLFILTERHOUSE1ST | -
PNLA019ST00000 | Panel | PLC panel for Filter House-2 - 4203 | PNL | A | 019 | ST | 000 | 00 |  |  | Nos | [5 empty] | PNLFILTERHOUSE2ST | -
PNLA020ST00000 | Panel | PLC Panel for Filter House-3 - 4203 | PNL | A | 020 | ST | 000 | 00 |  |  | Nos | [5 empty] | PNLFILTERHOUSE3ST | -
PNLA021ST00000 | Panel | PLC panel for Filter House-4 - 4203 | PNL | A | 021 | ST | 000 | 00 |  |  | Nos | [5 empty] | PNLFILTERHOUSE4ST | -
PNLA022ST00000 | Panel | PLC Panel for chemical house - 4203 | PNL | A | 022 | ST | 000 | 00 |  |  | Nos | [5 empty] | PNLCHEMICALST | -
PNLA023ST00000 | Panel | PLC Panel for chlorination- 4203 | PNL | A | 023 | ST | 000 | 00 |  |  | Nos | [5 empty] | PNLCHLORINST | -
PNLA024ST00000 | Panel | PLC Panel for DG set - 4203 | PNL | A | 024 | ST | 000 | 00 |  |  | Nos | [5 empty] | PNLDGSETST | -
PNLA025ST00000 | Panel | RTU Panel for Chlariflocculater | PNL | A | 025 | ST | 000 | 00 |  |  | Nos | [5 empty] | PNLRTUCHLARIFST | -
PNLA026ST00000 | Panel | Rtu Panel for OHT | PNL | A | 026 | ST | 000 | 00 |  |  | Nos | [5 empty] | PNLOHTRTUST | -
PNLC013ST00000 | Panel | RTU+7 SCADA + 1 SINGLE PHASE ACT PANEL | PNL | C | 013 | ST | 000 | 00 |  |  | Nos | [5 empty] | PNLRTU7SCADA1PHACTST | -
PNLC014ST00000 | Panel | RTU+4 SCADA + 10 SINGLE PHASE ACT PANEL | PNL | C | 014 | ST | 000 | 00 |  |  | Nos | [5 empty] | PNLRTU4SCADA1PHACTST | -
PNLQ004ST00000 | Panel | Metal/ ABS/PVC Panel Box outdoor type , floor ounting ,for pH, Chlorine , Tu and TDS Flow cell mounting tentative size (H900*W450*D150mm) | PNL | Q | 004 | ST | 000 | 00 |  |  | Job | [5 empty] | PNLBOXOUTDOR500MMLENST | -
PNLN001ST00000 | Panel | 100 AMP Change over switch with panel 500 X 500 gland hole 32 mm | PNL | N | 001 | ST | 000 | 00 |  |  | Job | [5 empty] | PNL100AMPCHNGSWITCHST | -
PNLH006ST00000 | Panel | 25HP VFD Panel enclosure with accessories | PNL | H | 006 | ST | 000 | 00 |  |  | Job | [5 empty] | PNL15HPVFDENCLOSST | -
PNLN008CS00000 | Panel | CHANGE OVER SWITCH PANEL 400 AMP | PNL | N | 008 | CS | 000 | 00 |  |  | Nos | [5 empty] | PNLCHANGEOVER400CS | -
PNLA027ST00000 | Panel | PLC Panel for Main WTP Panel - 4203 | PNL | A | 027 | ST | 000 | 00 |  |  | Nos | [5 empty] | PNLWTPPANELST | -
PNLJ010ST00000 | Panel | GSM/GPRS PC-ABS-FR enclosure ( for Pump intigration ) | PNL | J | 010 | ST | 000 | 00 |  |  | Nos | [5 empty] | PNLDGSMPCST | -
PNLJ000AI01310 | Panel | Metalic junction Box- AIMIL | PNL | J | 000 | AI | 013 | 10 |  |  | Nos | [5 empty] | PNLMTLJBAI | -
PNLJ000AI01411 | Panel | Metlalic Switch Box cum juction Box - AIMIL | PNL | J | 000 | AI | 014 | 11 |  |  | Nos | [5 empty] | PNLMTLSBAI | -
PNLB011NA00300 | Panel | Tubewell Automation Panel | PNL | B | 011 | NA | 003 | 00 |  |  | Nos | [5 empty] | PNLTUBEAUTONA | 2
PNLA008NA00000 | Panel | Tail End Point Panel | PNL | A | 008 | NA | 000 | 00 |  |  | Nos | [5 empty] | PNLTAILENDPTNA | 18
PPAA002PH00100 | Panel Parts | VAL TRAB TYPE 3 PHASE + N SURGE PROTECTOR DEVICE (320 vac) | PPA | A | 002 | PH | 001 | 00 |  |  | Mtr | [5 empty] | PPAPANELPARTS001PH | -
PPAA001PH00200 | Panel Parts | PHOENIX VAL-MS-320/10/1+1-GY | PPA | A | 001 | PH | 002 | 00 |  |  | Mtr | [5 empty] | PPAPANELPARTS002PH | -
PPAD003AP00000 | Panel Parts | BIMETAL ENCLOSURE NAERMOSTAT | PPA | D | 003 | AP | 000 | 00 |  |  | Mtr | [5 empty] | PPAPANELPARTS003AP | -
PPAH009VA00000 | Panel Parts | NEODYMIUM BLOCK MAGNET | PPA | H | 009 | VA | 000 | 00 |  |  | Mtr | [5 empty] | PPAPANELPARTS004VA | -
PPAI010RI00400 | Panel Parts | FAN AXIAL 280*80MM BALL 230VAC | PPA | I | 010 | RI | 004 | 00 |  |  | Mtr | [5 empty] | PPAPANELPARTS005RI | -
PPAG301SL00300 | Panel Parts | MULTIFUNCTION METER 3 PHASE 4 WIRE CLASS 1 | PPA | G | 301 | SL | 003 | 00 |  |  | Mtr | [5 empty] | MFM376C-CE | 107
PPAJ012EX00600 | Panel Parts | BATTERY 12V 42 AH | PPA | J | 012 | EX | 006 | 00 |  |  | Nos | [5 empty] | PPAPANELPARTS007EX | -
PPAK014PA00000 | Panel Parts | 3.7 V 4 amp charger | PPA | K | 014 | PA | 000 | 00 |  |  | Nos | [5 empty] | PPAPANELPARTS008PA | -
PPAG301SE00700 | Panel Parts | SELITE-3032 SECURE MULTIFUNCTION ENERGY METER (ELITE303-2,96, 3P, 4LINE, RS485,1% LCD, 40-300VU | PPA | G | 301 | SE | 007 | 00 |  |  | Nos | [5 empty] | PPAPANELPARTS009SE | -
PPAJ011EX00500 | Panel Parts | EXIDE POWERSAFE EP 26-12, 12V 26AH SMF VRLA BATTERY | PPA | J | 011 | EX | 005 | 00 |  |  | Nos | [5 empty] | PPAPANELPARTS006EX | 3
PPAL001LT00000 | Panel Parts | 2A SP MCB | PPA | L | 001 | LT | 000 | 00 |  |  | Nos | [5 empty] | PPA2ASPMCBLT | -
PPAM002LT00000 | Panel Parts | 2 NO + 2NC ADD ON | PPA | M | 002 | LT | 000 | 00 |  |  | Nos | [5 empty] | PPA2NO2NCLT | -
PPAM001LT00000 | Panel Parts | 1 NO ADD ON | PPA | M | 001 | LT | 000 | 00 |  |  | Nos | [5 empty] | PPA1NOADDLT | -
PPAN001LO00000 | Panel Parts | LOCTITE 3900 500ML | PPA | N | 001 | LO | 000 | 00 |  |  | Nos | [5 empty] | PPALOCTITE3900LO | -
PPAJ014ST00000 | Panel Parts | BATT.AMP 12 V-1.3 AH | PPA | J | 014 | ST | 000 | 00 |  |  | Nos | [5 empty] | PPABATTAMP12VST | -
PPAO007CG01000 | Panel Parts | VFD CG MAKE 20/25 HP | PPA | O | 007 | CG | 010 | 00 |  |  | Mtr | [5 empty] | PPAPANELPARTS010CG | -
PPAO008CG01100 | Panel Parts | VFD CG MAKE 30/35 HP | PPA | O | 008 | CG | 011 | 00 |  |  | Nos | [5 empty] | PPAPANELPARTS011CG | -
PPAP000ST00000 | Panel Parts | PANEL LOCK SINGLE KEY TYPE PANEL LOCK | PPA | P | 000 | ST | 000 | 00 |  |  | Nos | [5 empty] | PPALOCKST | -
PPAE005OM00000 | Panel Parts | 8 PIN RELAY 240V OPERATED (FLATE PIN) | PPA | E | 005 | OM | 000 | 00 |  |  | Nos | [5 empty] | PPA8PINRELAYOM | -
PPAO009CI01300 | Panel Parts | SOLAR VFD CIMCON MAKE 3 HP -JJM | PPA | O | 009 | CI | 013 | 00 |  |  | Nos | [5 empty] | PPAPANELPARTS012CI | -
PPAO010CI01400 | Panel Parts | SOLAR VFD CIMCON MAKE 5 HP - JJM | PPA | O | 010 | CI | 014 | 00 |  |  | Nos | [5 empty] | PPAPANELPARTS013CI | -
PPA003SC01500 | Panel Parts | ACTI 9 C60 06A /2P/ 10000 A | PPA | 0 | 03S | C0 | 150 | 0 |  |  | Nos | [5 empty] | PPLACTI9C06ASC | -
PPA004SC01500 | Panel Parts | ACTI 9 C60 10A /2P/ 10000 A | PPA | 0 | 04S | C0 | 150 | 0 |  |  | Nos | [5 empty] | PPLACTI9C10ASC | -
PPA005SC01500 | Panel Parts | ACTI 9 C60 16A /2P/ 10000 A | PPA | 0 | 05S | C0 | 150 | 0 |  |  | Nos | [5 empty] | PPLACTI9C16ASC | -
PPA006SC01500 | Panel Parts | ACTI 9 C60 20A /2P/ 10000 A | PPA | 0 | 06S | C0 | 150 | 0 |  |  | Nos | [5 empty] | PPLACTI9C20ASC | -
PPA007SC01500 | Panel Parts | ACTI 9 C60 63A /3P/ 10000 A | PPA | 0 | 07S | C0 | 150 | 0 |  |  | Nos | [5 empty] | PPLACTI9C63ASC | -
PPAO001CG01600 | Panel Parts | VFD CG MAKE 3 HP | PPA | O | 001 | CG | 016 | 00 |  |  | Nos | [5 empty] | PPAPANELPARTS019CG | -
PPAO002CG01700 | Panel Parts | VFD CG MAKE 5 HP | PPA | O | 002 | CG | 017 | 00 |  |  | Nos | [5 empty] | PPAPANELPARTS020CG | -
PPAB001MW01800 | Panel Parts | MEANWELL SMPS LRS 200-24 VDC | PPA | B | 001 | MW | 018 | 00 |  |  | Nos | [5 empty] | PPAPANELPARTS021MW | -
PPAL008WO01900 | Panel Parts | 63 A 2 POLE DC MCB-6 KA 800 VDC | PPA | L | 008 | WO | 019 | 00 |  |  | Nos | [5 empty] | PPAPANELPARTS022WO | -
PPAL009CH02000 | Panel Parts | 63 A 4 POLE DC MCB - 6 KA 1000 VDC | PPA | L | 009 | CH | 020 | 00 |  |  | Nos | [5 empty] | PPAPANELPARTS023CH | 200
PPAS001ST00000 | Panel Parts | RTD SENSOR PT 100 FOR PANEL TEMP | PPA | S | 001 | ST | 000 | 00 |  |  | Nos | [5 empty] | PPAPANELPARTS024ST | -
PPAA003CC00000 | Panel Parts | Over Voltage Protection for SLC | PPA | A | 003 | CC | 000 | 00 |  |  | Nos | [5 empty] | PPAOVERVOLTAGECI | 287
PPAA003AC00000 | Panel Parts | OVP For SLC | PPA | A | 003 | AC | 000 | 00 |  |  | Nos | [5 empty] | PPAOVPSLCAC | -
PPAL010CH02000 | Panel Parts | 63A 1 POLE DC 6kA 1000V DC MCB IEC standard:60947-2 | PPA | L | 010 | CH | 020 | 00 |  |  | Nos | [5 empty] | PPAPANELPARTS025CH | -
PPAB002SC02100 | Panel Parts | SMPS 100-240V input, 24VDC output , 252W, 10,5A | PPA | B | 002 | SC | 021 | 00 |  |  | Nos | [5 empty] | PPASMPS24VDCSC | -
PPAI011ST02200 | Panel Parts | 4" EXHAUST FAN WITH FILTER | PPA | I | 011 | ST | 022 | 00 |  |  | Nos | [5 empty] | PPA4INCHEXHAUSTST | -
PPAL011LT00000 | Panel Parts | 32 AMP 4 POLE RCBO 30 mA | PPA | L | 011 | LT | 000 | 00 |  |  | Nos | [5 empty] | PPAPANELPARTS026LT | -
PPAO009NA00000 | Panel Parts | SOLAR VFD 3 HP | PPA | O | 009 | NA | 000 | 00 |  |  | Nos | [5 empty] | PPAPANELPARTS027NA | 174
PPAO011NA00000 | Panel Parts | VFD 7.5 HP SOLAR | PPA | O | 011 | NA | 000 | 00 |  |  | Nos | [5 empty] | PPAPANELPARTS028NA | 20
PPAO012NA00000 | Panel Parts | VFD 10 HP SOLAR | PPA | O | 012 | NA | 000 | 00 |  |  | Nos | [5 empty] | PPAPANELPARTS029NA | 30
PPAO013NA00000 | Panel Parts | VFD 12.5 HP SOLAR | PPA | O | 013 | NA | 000 | 00 |  |  | Nos | [5 empty] | PPAPANELPARTS030NA | -
PPAO014NA00000 | Panel Parts | VFD 15 HP SOLAR | PPA | O | 014 | NA | 000 | 00 |  |  | Nos | [5 empty] | PPAPANELPARTS031NA | 95
PPAO015NA00000 | Panel Parts | VFD 17.5 HP SOLAR | PPA | O | 015 | NA | 000 | 00 |  |  | Nos | [5 empty] | PPAPANELPARTS032NA | -
PPAO016NA00000 | Panel Parts | VFD 20 HP SOLAR | PPA | O | 016 | NA | 000 | 00 |  |  | Nos | [5 empty] | PPAPANELPARTS033NA | 49
PPAO017NA00000 | Panel Parts | VFD 25 HP SOLAR | PPA | O | 017 | NA | 000 | 00 |  |  | Nos | [5 empty] | PPAPANELPARTS034NA | 31
PPAO018NA00000 | Panel Parts | VFD 30 HP SOLAR | PPA | O | 018 | NA | 000 | 00 |  |  | Nos | [5 empty] | PPAPANELPARTS035NA | 21
PPAT001LT00000 | Panel Parts | 22MM GREEN LED INDICATION LAMP | PPA | T | 001 | LT | 000 | 00 |  |  | Nos | [5 empty] | PPA22MMLEDGRENLT | -
PPAT002LT00000 | Panel Parts | 22MM RED LED INDICATION LAMP | PPA | T | 002 | LT | 000 | 00 |  |  | Nos | [5 empty] | PPA22MMLEDREDLT | -
PPAE006ST00000 | Panel Parts | 24V DC Relay 8 pin flat type | PPA | E | 006 | ST | 000 | 00 |  |  | Nos | [5 empty] | PPA24VDCRELST | -
PPAJ015EX00800 | Panel Parts | CS7-12 SMF Battery , 12V 7Ah | PPA | J | 015 | EX | 008 | 00 |  |  | Nos | [5 empty] | CS7-12 SMF | 2
PPAJ016ST00000 | Panel Parts | 12V 4.5 AH SMF battery | PPA | J | 016 | ST | 000 | 00 |  |  | Nos | [5 empty] | PPA12V4.5AHST | -
PPAB003MW02300 | Panel Parts | 24V DC SMPS with Battery charging cut off | PPA | B | 003 | MW | 023 | 00 |  |  | Nos | [5 empty] | PPA24VDCBATTMW | -
PPAS002RE02400 | Panel Parts | Day Night Sensor (Photocell) | PPA | S | 002 | RE | 024 | 00 |  |  | Nos | [5 empty] | PPADAYNIGHTRE | 5
PPA004MP02500 | Panel Parts | SSM24BIS2.1D | PPA | 0 | 04M | P0 | 250 | 0 |  |  | Nos | [5 empty] | PPADINRAILMP | -
PPAAL000061910 | Panel Parts | PANEL MOUNTING CLAMP POLE MOUNTING TYPE FOR PROJECT 6191 SINGLE PHASE PANEL AS PER DRAWING | PPA | A | L00 | 00 | 619 | 10 |  |  | Nos | [5 empty] | PPAPANELPARTS101NA | 2
PPAAL000061911 | Panel Parts | PANEL MOUNTING CLAMP POLE MOUNTING TYPE FOR PROJECT 6191 SINGLE PHASE PANEL AS PER DRAWING | PPA | A | L00 | 00 | 619 | 11 |  |  | Nos | [5 empty] | PPAPANELMOUNTINGCI | -
PPAO019DE02600 | Panel Parts | VFD 2 HP SOLAR DELIXI MAKE | PPA | O | 019 | DE | 026 | 00 |  |  | Nos | [5 empty] | PPAPANELPARTS036DE | -
PPAO009DE02700 | Panel Parts | VFD 3 HP SOLAR DELIXI MAKE | PPA | O | 009 | DE | 027 | 00 |  |  | Nos | [5 empty] | PPAPANELPARTS037DE | -
PPAO012DE02800 | Panel Parts | VFD 10 HP SOLAR DELIXI MAKE | PPA | O | 012 | DE | 028 | 00 |  |  | Nos | [5 empty] | PPAPANELPARTS038DE | -
PPAO014DE02900 | Panel Parts | VFD 15 HP SOLAR DELIXI MAKE | PPA | O | 014 | DE | 029 | 00 |  |  | Nos | [5 empty] | PPAPANELPARTS039DE | -
PPAO020DE03000 | Panel Parts | VFD 40 HP SOLAR DELIXI MAKE | PPA | O | 020 | DE | 030 | 00 |  |  | Nos | [5 empty] | PPAPANELPARTS040DE | -
PPAL013SC00000 | Panel Parts | 16 AMP MCB-3 POLE | PPA | L | 013 | SC | 000 | 00 |  |  | Nos | [5 empty] | PPAPANELPARTS041SC | -
PPAL014SC00000 | Panel Parts | 10 AMP MCB - 2 POLE | PPA | L | 014 | SC | 000 | 00 |  |  | Nos | [5 empty] | PPAPANELPARTS042SC | -
PPAU001AB00000 | Panel Parts | 80 AMP - 3 POLE POWER CONTACTOR | PPA | U | 001 | AB | 000 | 00 |  |  | Nos | [5 empty] | PPAPANELPARTS043AB | -
PPAU002AB00000 | Panel Parts | 50 AMP - 3 POLE POWER CONTACTOR | PPA | U | 002 | AB | 000 | 00 |  |  | Nos | [5 empty] | PPAPANELPARTS044AB | -
PPAV001NA00000 | Panel Parts | Level Indicator - 4 - 20 mA input and 485 Output | PPA | V | 001 | NA | 000 | 00 |  |  | Nos | [5 empty] | PPAPANELPARTS045NA | -
PPAG301HP00900 | Panel Parts | 3P4W multifunction energy meter | PPA | G | 301 | HP | 009 | 00 |  |  | Mtr | [5 empty] | PPA324WEMHP | -
PPAB005MW03100 | Panel Parts | SMPS ,AC-DC,24V,2.2A 100-264V In,Enclosed,Commercial,52.8W,LRS Series | PPA | B | 005 | MW | 031 | 00 |  |  | Nos | [5 empty] | PPASMPSENCLMW | -
PPAE009SC00000 | Panel Parts | 24VDC 2CO 10A relay | PPA | E | 009 | SC | 000 | 00 |  |  | Nos | [5 empty] | PPA24VDC2CO10ASC | 2
PPAU003SC00000 | Panel Parts | AC-3 -POLE 25 A POWER CONTACTOR | PPA | U | 003 | SC | 000 | 00 |  |  | Nos | [5 empty] | PPAPANELPARTS046SC | -
PPAE010SC00000 | Panel Parts | Over Load Relay | PPA | E | 010 | SC | 000 | 00 |  |  | Nos | [5 empty] | PPAPANELPARTS047SC | -
PPAE011NA00000 | Panel Parts | single phase protection Relay | PPA | E | 011 | NA | 000 | 00 |  |  | Nos | [5 empty] | PPAPANELPARTS048NA | -
PPAU001LT00000 | Panel Parts | L&T GIC 12SDT0 Micon 175 Star Delta Timers 240VAC | PPA | U | 001 | LT | 000 | 00 |  |  | Nos | [5 empty] | PPAPANELPARTS049LT | -
PPAE005ST00000 | Panel Parts | 2 CO 240 V AC Relay | PPA | E | 005 | ST | 000 | 00 |  |  | Nos | [5 empty] | PPAPANELPARTS050ST | -
ELAQ001ST0000 | Panel Parts | Push button with 1 NO/NC Contact | ELA | Q | 001 | ST | 000 | 0 |  |  | Nos | [5 empty] | ELAPUSHBUTTON1NONCST | -
PPAX001SA00000 | Panel Parts | 61026-2 Pole 2 Way Selector Swith with OFF | PPA | X | 001 | SA | 000 | 00 |  |  | Nos | [5 empty] | PPAPANELPARTS051SA | -
PPAX002SA00000 | Panel Parts | 61039-2 Pole 3 Way Selector Swith W/O OFF | PPA | X | 002 | SA | 000 | 00 |  |  | Nos | [5 empty] | PPAPANELPARTS052SA | -
PPAY001SC00000 | Panel Parts | MCCB 125 A Schneider (EZC125A | PPA | Y | 001 | SC | 000 | 00 |  |  | Nos | [5 empty] | PPAMCCB125ASC | -
PPAO028NA00000 | Panel Parts | Soft strater 30HP | PPA | O | 028 | NA | 000 | 00 |  |  | Nos | [5 empty] | PPAPANELPARTS055NA | -
PPAO029NA00000 | Panel Parts | Soft strater 50HP | PPA | O | 029 | NA | 000 | 00 |  |  | Nos | [5 empty] | PPAPANELPARTS056NA | -
PPAT002NA00000 | Panel Parts | RED LAMP | PPA | T | 002 | NA | 000 | 00 |  |  | Nos | [5 empty] | PPAPANELPARTS057NA | -
PPAT003NA00000 | Panel Parts | BLUE LAMP | PPA | T | 003 | NA | 000 | 00 |  |  | Nos | [5 empty] | PPAPANELPARTS058NA | -
PPAT004NA00000 | Panel Parts | YELLOW LAMP | PPA | T | 004 | NA | 000 | 00 |  |  | Nos | [5 empty] | PPAPANELPARTS059NA | -
PPAV002NA00000 | Panel Parts | RTD and 4 - 20 mA input and 485 Output | PPA | V | 002 | NA | 000 | 00 |  |  | Nos | [5 empty] | PPAPANELPARTS060NA | -
PPAE012NA00000 | Panel Parts | 110 VDC 8 Pin Flat type relay reputed make | PPA | E | 012 | NA | 000 | 00 |  |  | Nos | [5 empty] | PPAPANELPARTS061NA | -
PPAK015RE00000 | Panel Parts | MCB Auto Trip reset device (3 Pole up to 32A) | PPA | K | 015 | RE | 000 | 00 |  |  | Nos | [5 empty] | PPAMCBAUTO3PST | -
PPAAC001MI00000 | Panel Parts | Overvoltage under voltage proction device ALVD2 | PPA | A | C00 | 1M | I00 | 00 |  |  | Nos | [5 empty] | PPAPANELPARTS0641M | -
PPAG101SE03700 | Panel Parts | Smart meter Secure | PPA | G | 101 | SE | 037 | 00 |  |  | Nos | [5 empty] | PPASECURESMARTL200SE | -
PPAG301SE03700 | Panel Parts | Smart meter Secure | PPA | G | 301 | SE | 037 | 00 |  |  | Nos | [5 empty] | PPASECURESMARTL300SE | -
PPAAF001NA00000 | Panel Parts | Capacitor contactor 10 KVAR | PPA | A | F00 | 1N | A00 | 00 |  |  | Nos | [5 empty] | PPAPANELPARTS079NA | -
PPAAG002NA00000 | Panel Parts | Voltmeter 3 phase digital | PPA | A | G00 | 2N | A00 | 00 |  |  | Nos | [5 empty] | PPA3PHVOLTMTRNA | -
PPAAH002NA00000 | Panel Parts | Amp meter 3 Phase digital | PPA | A | H00 | 2N | A00 | 00 |  |  | Nos | [5 empty] | PPA3PHAMPMTRNA | -
PPAAI001GI00000 | Panel Parts | Digital Clock timer | PPA | A | I00 | 1G | I00 | 00 |  |  | Nos | [5 empty] | PPADIGCLOCKTIMGI | -
PPAE009SA00000 | Panel Parts | 24V DC, 2 CO Relay With Base | PPA | E | 009 | SA | 000 | 00 |  |  | Nos | [5 empty] | PPA24VDC2COSA | -
PPAE008SA00000 | Panel Parts | 240V AC, 2 CO Relay With Base | PPA | E | 008 | SA | 000 | 00 |  |  | Nos | [5 empty] | PPA240VAC2COSA | -
PPAE014SA00000 | Panel Parts | 240V AC, 4 CO Relay With Base | PPA | E | 014 | SA | 000 | 00 |  |  | Nos | [5 empty] | PPA240VAC4COSA | 10
PPAS000NA00000 | Panel Parts | IP67 Enclosure | PPA | S | 000 | NA | 000 | 00 |  |  | Nos | [5 empty] | PPALRTU3000NA | -
PPAAL000NA0000 | Panel Parts | Panel Stand H 300*W 500*D 200 | PPA | A | L00 | 0N | A00 | 00 |  |  | Nos | [5 empty] | PPAPANELPARTS083ON | -
PPAO027CC03900 | Panel Parts | 75 HP cimcon make VFD starter (Model CDI-G075T4) | PPA | O | 027 | CC | 039 | 00 |  |  | Nos | [5 empty] | PPAPANELPARTS090CC | -
PPAO011NA04000 | Panel Parts | Soft starter 7.5 HP | PPA | O | 011 | NA | 040 | 00 |  |  | Nos | [5 empty] | PPAPANELPARTS067NA | -
PPAO012NA04000 | Panel Parts | Soft starter 10 HP | PPA | O | 012 | NA | 040 | 00 |  |  | Nos | [5 empty] | PPAPANELPARTS068NA | -
PPAO013NA04000 | Panel Parts | Soft starter 12.5 HP | PPA | O | 013 | NA | 040 | 00 |  |  | Nos | [5 empty] | PPAPANELPARTS069NA | -
PPAO014NA04000 | Panel Parts | Soft starter 15 HP | PPA | O | 014 | NA | 040 | 00 |  |  | Nos | [5 empty] | PPAPANELPARTS070NA | 14
PPAO015NA04000 | Panel Parts | Soft starter 17.5 HP | PPA | O | 015 | NA | 040 | 00 |  |  | Nos | [5 empty] | PPAPANELPARTS071NA | -
PPAO016NA04000 | Panel Parts | Soft starter 20 HP | PPA | O | 016 | NA | 040 | 00 |  |  | Nos | [5 empty] | PPAPANELPARTS072NA | -
PPAO017NA04000 | Panel Parts | Soft starter 25 HP | PPA | O | 017 | NA | 040 | 00 |  |  | Nos | [5 empty] | PPAPANELPARTS073NA | -
PPAO018NA04000 | Panel Parts | Soft starter 30 HP | PPA | O | 018 | NA | 040 | 00 |  |  | Nos | [5 empty] | PPAPANELPARTS074NA | 2
PPAO019NA04000 | Panel Parts | Soft starter 40 HP | PPA | O | 019 | NA | 040 | 00 |  |  | Nos | [5 empty] | PPAPANELPARTS075NA | -
PPAO020NA04000 | Panel Parts | Soft starter 50 HP | PPA | O | 020 | NA | 040 | 00 |  |  | Nos | [5 empty] | PPAPANELPARTS076NA | -
PPAO021NA04001 | Panel Parts | Soft starter 60 HP | PPA | O | 021 | NA | 040 | 01 |  |  | Nos | [5 empty] | PPAPANELPARTS077NA | -
PPAB007MW04200 | Panel Parts | SMPS ,AC-DC,24V,2.2A 100-264V In,Enclosed,Commercial,LRS Series | PPA | B | 007 | MW | 042 | 00 |  |  | Nos | [5 empty] | PPASMPSACDCMW | -
PPAC004NA00002 | Panel Parts | Cable Duct (100 *60 ) (H *W) | PPA | C | 004 | NA | 000 | 02 |  |  | Nos | [5 empty] | PPACBLDUCTST | -
PPAO030DE00000 | Panel Parts | VFD 7.5 HP - 415 VAC -Delixi | PPA | O | 030 | DE | 000 | 00 |  |  | Nos | [5 empty] | PPAPANELPARTS103NA | -
PPAO017CI00000 | Panel Parts | VFD 25 HP rating (Delixi) | PPA | O | 017 | CI | 000 | 00 |  |  | Job | [5 empty] | PPAPANELPARTS104NA | -
PPAE018SA00000 | Panel Parts | 4 CO - Relay with Base 230 VAC coil supply | PPA | E | 018 | SA | 000 | 00 |  |  | Nos | [5 empty] | PPA4CORELAY230VACSA | -
PPAE019SA00000 | Panel Parts | 4 CO- Relay with Base 24 VDC coil supply | PPA | E | 019 | SA | 000 | 00 |  |  | Nos | [5 empty] | PPA4CORELAY24VDCSA | -
PPAG301SC00900 | Panel Parts | Energy Meter | PPA | G | 301 | SC | 009 | 00 |  |  | Nos | [5 empty] | METSEEM1220HCL5 | -
PPAL019CH00000 | Panel Parts | MCB Trip recovery relay with Latching reclosure 1P, MATISMART | PPA | L | 019 | CH | 000 | 00 |  |  | Nos | [5 empty] | PPA1PHMCBTRIPLATCH | -
PPAL020CH00000 | Panel Parts | MCB Trip recovery relay with Latching reclosure 3P, MATISMART | PPA | L | 020 | CH | 000 | 00 |  |  | Nos | [5 empty] | PPA3PHMCBTRIPLATCH | -
PPAE020PH00000 | Panel Parts | 12V DC RELAY WITH BASE 2 C/O | PPA | E | 020 | PH | 000 | 00 |  |  | Nos | [5 empty] | PPA12VDCRELAYPH | -
PPAO021SC00000 | Panel Parts | VFD starter, ATV610, 30 kW/40 HP, 380...460 V, IP20, Model No: ATV610D30N4 | PPA | O | 021 | SC | 000 | 00 |  |  | Nos | [5 empty] | PPAVFDATV610SC | -
PPAJ017ST00000 | Panel Parts | 12V - 100 Ah SMF Battery | PPA | J | 017 | ST | 000 | 00 |  |  | Nos | [5 empty] | PPA12V100AHSMFST | -
PPAB009NA00000 | Panel Parts | LRS-50-24 | PPA | B | 009 | NA | 000 | 00 |  |  | Nos | [5 empty] | PPALRS5024NA | 4
PPAO021NA04000 | Panel Parts | ISS-K-45 | PPA | O | 021 | NA | 040 | 00 |  |  | Nos | [5 empty] | PPAISSK45NA | 4
PPAE005SC00000 | Panel Parts | Relay 230 V AC, 2 CO | PPA | E | 005 | SC | 000 | 00 |  |  | Nos | [5 empty] | PPA230VAC2COSC | 2
PPAO001DE04300 | Panel Parts | VFD 1.5kW 380v 3 Phase CDI-EM60G1R5T4B | PPA | O | 001 | DE | 043 | 00 |  |  | Nos | [5 empty] | CDI-EM60G1R5T4B | 5
PPA301EL00300 | Panel Parts | LG6435 with RS845 and 3 Line display | PPA | 3 | 01E | L0 | 030 | 0 |  |  | Nos | [5 empty] | LG6435 | 3
PLCD003RE00202 | PLC | FIELD MODULE , 8 AI WINA RS-485 MODBUS FOR FIELD/REMOTE IO | PLC | D | 003 | RE | 002 | 02 |  |  | Mtr | [5 empty] | PLC001RE | -
PLCK001SC00101 | PLC | EASY MODICON M200 LOGIC CONTROLLER 8 DI/8 DO MIX MODULE | PLC | K | 001 | SC | 001 | 01 |  |  | Mtr | [5 empty] | PLC001SC | -
PLCO001SE00302 | PLC | 4 CHANNEL RS-485 EXPANSION (REMOTE) DI MODULE | PLC | O | 001 | SE | 003 | 02 |  |  | Nos | [5 empty] | FLEX 2M V3 | -
PLCO001SE00402 | PLC | 4DI/4DO MIX MODULE RS 485 BASE | PLC | O | 001 | SE | 004 | 02 |  |  | Mtr | [5 empty] | FL-SC-DI04-RO04 | -
PLCD004SE00902 | PLC | 6 cHANNEL ANALOG INPUT MODULE,FL-SC-AI06-I WINA 485 COMMUNICATION | PLC | D | 004 | SE | 009 | 02 |  |  | Nos | [5 empty] | FI-SC-AIO6-I | -
PLCQ001SE01003 | PLC | PLC COMPACT-PANEL MOUNT | PLC | Q | 001 | SE | 010 | 03 |  |  | Nos | [5 empty] | UNIX-1-230V | 248
PLCC003RE01102 | PLC | MODULE -RENU MAKE 16 DI- 485 BASE REMOTE IO | PLC | C | 003 | RE | 011 | 02 |  |  | Nos | [5 empty] | FIOA-0800-L-B | -
PLCC002NA00000 | PLC | 8 DI Module | PLC | C | 002 | NA | 000 | 00 |  |  | Nos | [5 empty] | PLCIO08DIMOD | -
PLCC003NA00000 | PLC | 16 DI Module | PLC | C | 003 | NA | 000 | 00 |  |  | Nos | [5 empty] | PLCIO16DIMOD | -
PLCE002SE01202 | PLC | 8 DO Module | PLC | E | 002 | SE | 012 | 02 |  |  | Nos | [5 empty] | PLCIO08D0MOD | -
PLCF001SE01302 | PLC | 4 AO Module | PLC | F | 001 | SE | 013 | 02 |  |  | Nos | [5 empty] | PLCIO04AOMOD | 10
PLCR001SC01400 | PLC | SCADAPack 474 RTU, IEC61131 logic, 2x Ethernet, 4x Serial, 12x AI, 20x DI, 12x DO, 2x AO, DNP3 & Modbus Protcol | PLC | R | 001 | SC | 014 | 00 |  |  | Nos | [5 empty] | TBUP474-UA50-BB03S | -
PLCC003SC01500 | PLC | Kit Digital 24 VDC Sink Input, 16-point, Two,Three-wire, Basic | PLC | C | 003 | SC | 015 | 00 |  |  | Nos | [5 empty] | STBDDI3725KC | -
PLCE003SC01600 | PLC | Kit Digital 24 VDC Source Output, 16-point, 0.5 A, Basic | PLC | E | 003 | SC | 016 | 00 |  |  | Nos | [5 empty] | STBDDO3705KC | -
PLCD003SC01700 | PLC | Kit Module Advantys STB 8 analogic IN 4…20 mA, 15 Bits + Sign, Non isolated | PLC | D | 003 | SC | 017 | 00 |  |  | Nos | [5 empty] | STBACI1400K | -
PLCG001SC01800 | PLC | Dual-port Ethernet MB/TCP NIM Standard | PLC | G | 001 | SC | 018 | 00 |  |  | Nos | [5 empty] | STBNIP2311 | -
PLCB000SC01900 | PLC | Kit Advantys STB PDM power supply module 24 VDC, Standard | PLC | B | 000 | SC | 019 | 00 |  |  | Nos | [5 empty] | STBPDT3100K | -
PLCB000SC02000 | PLC | Kit Advantys STB auxiliary power supply module | PLC | B | 000 | SC | 020 | 00 |  |  | Nos | [5 empty] | STBCPS2111K | -
PLCA002SC02200 | PLC | CONTROLLER M241-40IO Tr.PNP Ethernet | PLC | A | 002 | SC | 022 | 00 |  |  | Job | [5 empty] | M241-40IO | -
PLCC004SC02300 | PLC | MODULE TM3-32 INPUTS HE10 | PLC | C | 004 | SC | 023 | 00 |  |  | Job | [5 empty] | TM3-32 | -
PLCE003SC02400 | PLC | MODULE TM3-16 OUT TR.PNP | PLC | E | 003 | SC | 024 | 00 |  |  | Job | [5 empty] | TM3-16 | -
PLCD003SC02500 | PLC | MODULE TM3-8 ANALOG INPUTS SPRING | PLC | D | 003 | SC | 025 | 00 |  |  | Job | [5 empty] | TM3-8 | -
PLCJ001SC02600 | PLC | 3M CABLE, CNTR FOR EXTENSION, FREE WIRE | PLC | J | 001 | SC | 026 | 00 |  |  | Job | [5 empty] | PLC3MCBLSC | -
PLCE004SC02700 | PLC | MODULE TM3-32 OUT TR.PNP HE10 | PLC | E | 004 | SC | 027 | 00 |  |  | Job | [5 empty] | PLCTM3-32OUTSC | -
PLCD002SC02800 | PLC | analog input module, Modicon TM3, 4 inputs, spring, 24V DC, TM3AI4G | PLC | D | 002 | SC | 028 | 00 |  |  | Job | [5 empty] | TM3AI4G | -
PLCO001SC02900 | PLC | distributed IO module, Modicon TM3, IP20 optimized bus coupler, Ethernet interface,TM3BCEIP | PLC | O | 001 | SC | 029 | 00 |  |  | Job | [5 empty] | TM3BCEIP | -
PLCA003SC03000 | PLC | controller M200 40 IO transistor SINK+ Ethernet, TM200CE40U | PLC | A | 003 | SC | 030 | 00 |  |  | Job | [5 empty] | TM200CE40U | -
PLCB003SC03100 | PLC | STANDARD ISOL DC POWER SUPPLY, BMXCPS2010 | PLC | B | 003 | SC | 031 | 00 |  |  | Job | [5 empty] | BMXCPS2010 | -
PLCC002SC03200 | PLC | discrete input module, Modicon TM3, 8 inputs, spring, 24V DC, TM3DI8G | PLC | C | 002 | SC | 032 | 00 |  |  | Job | [5 empty] | TM3DI8G | -
PLCE002SC03300 | PLC | discrete output module, Modicon TM3, 8 outputs transistor NPN, screw , TM3DQ8U | PLC | E | 002 | SC | 033 | 00 |  |  | Job | [5 empty] | TM3DQ8U | -
PLCG001SC03400 | PLC | 4 slots Eth backplane, BMEXBP0400 | PLC | G | 001 | SC | 034 | 00 |  |  | Job | [5 empty] | BMEXBP0400 | -
PLCG001SC03500 | PLC | 8 SLOTS BACKPLANE, BMXXBP0800 | PLC | G | 001 | SC | 035 | 00 |  |  | Job | [5 empty] | BMXXBP0800 | -
PLCA004SC03600 | PLC | CPU340-20 MODBUS ETHERNET, BMXP342020 | PLC | A | 004 | SC | 036 | 00 |  |  | Job | [5 empty] | BMXP342020 | -
PLCC004SC03700 | PLC | DIG 32I 24 VDC SINK, BMXDDI3202K | PLC | C | 004 | SC | 037 | 00 |  |  | Job | [5 empty] | BMXDDI3202K | -
PLCE004SC03800 | PLC | DIG 32Q TRANS SOURCE 0.1A, BMXDDO3202K | PLC | E | 004 | SC | 038 | 00 |  |  | Job | [5 empty] | BMXDDO3202K | -
PLCJ001SC03900 | PLC | FCN 2 X 20 WIRE 3M CABLE, BMXFCW303 | PLC | J | 001 | SC | 039 | 00 |  |  | Nos | [5 empty] | BMXFCW303 | -
PLCD003SC04100 | PLC | Ana 8 U/I In No Isol Fast,BMXAMI0800 | PLC | D | 003 | SC | 041 | 00 |  |  | Nos | [5 empty] | BMXAMI0800 | -
PLCI001SC04200 | PLC | CAGED TERMINAL STRIP 28 POINTS, BMXFTB2800 | PLC | I | 001 | SC | 042 | 00 |  |  | Nos | [5 empty] | BMXFTB2800 | -
PLCE003SC04300 | PLC | MODULE TM3-16 OUT TR.NPN,TM3DQ16U | PLC | E | 003 | SC | 043 | 00 |  |  | Nos | [5 empty] | TM3DQ16U | -
PLCQ005SC04300 | PLC | Scniednder 40 IO PLC | PLC | Q | 005 | SC | 043 | 00 |  |  | Nos | [5 empty] | PLC40IOPLCSC | -
PLCB002SC04400 | PLC | Schneider Redudant HP 24-48 VDC Power Supply | PLC | B | 002 | SC | 044 | 00 |  |  | Nos | [5 empty] | PLC24-48HPVDCSC | -
PLCG002SC04500 | PLC | 06 Slot Ethernet Backplane Dual PS | PLC | G | 002 | SC | 045 | 00 |  |  | Nos | [5 empty] | PLC06SLOTETHERNETSC | -
PLCG001SC04600 | PLC | 12 Slots Backplane | PLC | G | 001 | SC | 046 | 00 |  |  | Nos | [5 empty] | PLC12SLOTSC | -
PLCB003SC04700 | PLC | High power AC power supply | PLC | B | 003 | SC | 047 | 00 |  |  | Nos | [5 empty] | PLCHPOWERACSC | -
PLCC005SC04800 | PLC | DIG 64I 24 VDC SINK | PLC | C | 005 | SC | 048 | 00 |  |  | Nos | [5 empty] | PLCDIG64I24VDCSC | -
PLCE005SC04900 | PLC | DIG 64Q Trans Source 0.1A | PLC | E | 005 | SC | 049 | 00 |  |  | Nos | [5 empty] | PLCDIG64QTS0.1ASC | -
PLCG002SC05000 | PLC | Spring Terminal Strip 28 Points | PLC | G | 002 | SC | 050 | 00 |  |  | Nos | [5 empty] | PLCTERMINAL28PTSSC | -
PLCG003SC05100 | PLC | BUS module 2 RS485/232 Ports | PLC | G | 003 | SC | 051 | 00 |  |  | Nos | [5 empty] | PLCBUSMODBUSSC | -
PLCG003SC05200 | PLC | Backplane Extender KIT | PLC | G | 003 | SC | 052 | 00 |  |  | Nos | [5 empty] | PLCBACKPLANEKITSC | -
PLAC100AN00001 | Plumbing Accessories | SS304 SNUBBER 1/4" BSP M/F | PLA | C | 100 | AN | 000 | 01 |  |  | Mtr | [5 empty] | PLAACCESSORIES001AN | -
PLAG000ST00000 | Plumbing Accessories | MS SECTION (ANGLE) | PLA | G | 000 | ST | 000 | 00 |  |  | Nos | [5 empty] | PLAACCESSORIES002ST | -
PLAH001ST00000 | Plumbing Accessories | MS NUTBOLTS 5/8 | PLA | H | 001 | ST | 000 | 00 |  |  | Nos | [5 empty] | PLAACCESSORIES003ST | -
PLAH002ST00000 | Plumbing Accessories | MS NUTBOLTS DOUBLE WASHER 5/8 X 3" | PLA | H | 002 | ST | 000 | 00 |  |  | Nos | [5 empty] | PLAACCESSORIES004ST | -
PLAH003ST00000 | Plumbing Accessories | MS NUTBOLTS DOUBLE WASHER 5/8 X 5" | PLA | H | 003 | ST | 000 | 00 |  |  | Nos | [5 empty] | PLAACCESSORIES005ST | -
PLAJ102ST00000 | Plumbing Accessories | MS FLANGE 80 MM DIA. 12 MM NAICKNESS PN16-4 HOLE | PLA | J | 102 | ST | 000 | 00 |  |  | Nos | [5 empty] | PLAACCESSORIES006ST | -
PLAJ103ST00000 | Plumbing Accessories | MS FLANGE 100 MM DIA. 12 MM NAICKNESS PN16-8 HOLE | PLA | J | 103 | ST | 000 | 00 |  |  | Nos | [5 empty] | PLAACCESSORIES007ST | -
PLAJ105ST00000 | Plumbing Accessories | MS FLANGE 150 MM DIA. 18 MM NAICKNESS PN16-8 HOLE | PLA | J | 105 | ST | 000 | 00 |  |  | Nos | [5 empty] | PLAACCESSORIES008ST | -
PLAJ106ST00000 | Plumbing Accessories | MS FLANGE 200 MM DIA. 20 MM NAICKNESS PN16-8 HOLE | PLA | J | 106 | ST | 000 | 00 |  |  | Nos | [5 empty] | PLAACCESSORIES009ST | -
PLAJ007ST00000 | Plumbing Accessories | MS FLANGE 250 MM DIA. 12 MM NAICKNESS PN10-8 HOLE | PLA | J | 007 | ST | 000 | 00 |  |  | Nos | [5 empty] | PLAACCESSORIES010ST | -
PLAJ108ST00000 | Plumbing Accessories | MS FLANGE 300 MM DIA. 21 MM NAICKNESS PN16-12 HOLE | PLA | J | 108 | ST | 000 | 00 |  |  | Nos | [5 empty] | PLAACCESSORIES011ST | -
PLAK002ST00011 | Plumbing Accessories | GI FLANGE 80 MM DIA NAREADED TYPE | PLA | K | 002 | ST | 000 | 11 |  |  | Nos | [5 empty] | PLAACCESSORIES012ST | -
PLAN104ST00002 | Plumbing Accessories | GI NIPPLE 25 MM 2" LENGTH | PLA | N | 104 | ST | 000 | 02 |  |  | Nos | [5 empty] | PLAACCESSORIES013ST | -
PLAN104ST00004 | Plumbing Accessories | GI NIPPLE 25 MM 4" LENGTH | PLA | N | 104 | ST | 000 | 04 |  |  | Nos | [5 empty] | PLAACCESSORIES014ST | -
PLAN204ST00000 | Plumbing Accessories | GI ELBOW 25 MM | PLA | N | 204 | ST | 000 | 00 |  |  | Nos | [5 empty] | PLAACCESSORIES015ST | -
PLAN304ST00000 | Plumbing Accessories | GI SOCKET 25 MM | PLA | N | 304 | ST | 000 | 00 |  |  | Nos | [5 empty] | PLAACCESSORIES016ST | -
PLAN404ST00000 | Plumbing Accessories | GI UNION 25 MM | PLA | N | 404 | ST | 000 | 00 |  |  | Nos | [5 empty] | PLAACCESSORIES017ST | -
PLAN504ST00000 | Plumbing Accessories | GI TEE 25 MM | PLA | N | 504 | ST | 000 | 00 |  |  | Nos | [5 empty] | PLAACCESSORIES018ST | -
PLAN601ST00000 | Plumbing Accessories | GI ERW 2 X 1" REDUCER | PLA | N | 601 | ST | 000 | 00 |  |  | Nos | [5 empty] | PLAACCESSORIES019ST | -
PLAM001ST00011 | Plumbing Accessories | M.S. BSP NAREADED CONNECTION COUPLING 1/4" | PLA | M | 001 | ST | 000 | 11 |  |  | Nos | [5 empty] | PLAACCESSORIES020ST | -
PLAM101ST00003 | Plumbing Accessories | M.S. BSP NAREADED CONNECTION NIPPLE 1/4" (10 MM)-3 INCH LENGNA | PLA | M | 101 | ST | 000 | 03 |  |  | Nos | [5 empty] | PLAACCESSORIES021ST | -
PLAM201ST00000 | Plumbing Accessories | M.S. ELBOW 10 MM (1/4") | PLA | M | 201 | ST | 000 | 00 |  |  | Nos | [5 empty] | PLAACCESSORIES022ST | -
PLAM102ST00003 | Plumbing Accessories | MS PIPE NIPPLE 15 MM X 3 INCH LENGNA | PLA | M | 102 | ST | 000 | 03 |  |  | Nos | [5 empty] | PLAACCESSORIES023ST | -
PLAM102ST00004 | Plumbing Accessories | MS PIPE NIPPLE 15 MM X 4 INCH LENGNA | PLA | M | 102 | ST | 000 | 04 |  |  | Nos | [5 empty] | PLAACCESSORIES024ST | -
PLAM401ST00000 | Plumbing Accessories | CP R /BUSH 20 X 15 MM-FOR PRIMING | PLA | M | 401 | ST | 000 | 00 |  |  | Nos | [5 empty] | PLAACCESSORIES025ST | -
PLAM402ST00000 | Plumbing Accessories | CP R /BUSH 25 X 15 MM-FOR PRIMING | PLA | M | 402 | ST | 000 | 00 |  |  | Nos | [5 empty] | PLAACCESSORIES026ST | -
PLAN311ST00000 | Plumbing Accessories | 15 MM GI COLLAR | PLA | N | 311 | ST | 000 | 00 |  |  | Nos | [5 empty] | PLAACCESSORIES027ST | -
PLAM101ST00501 | Plumbing Accessories | MS FORGED TEE S/E 10MM | PLA | M | 101 | ST | 005 | 01 |  |  | Nos | [5 empty] | PLAACCESSORIES028ST | -
PLAM101ST00201 | Plumbing Accessories | MS FORGED ELBOW S/E 10MM | PLA | M | 101 | ST | 002 | 01 |  |  | Nos | [5 empty] | PLAACCESSORIES029ST | -
PLAM101ST00101 | Plumbing Accessories | MS FORGED R/HEX NIPPLE 15X10 MM | PLA | M | 101 | ST | 001 | 01 |  |  | Nos | [5 empty] | PLAACCESSORIES030ST | -
PLAM102ST00101 | Plumbing Accessories | MS PIPE NIPPLE NA. 10X50 MM | PLA | M | 102 | ST | 001 | 01 |  |  | Nos | [5 empty] | PLAACCESSORIES031ST | -
PLAM000ST00411 | Plumbing Accessories | MS FORGED R/BUSH 10X8 MM | PLA | M | 000 | ST | 004 | 11 |  |  | Nos | [5 empty] | PLAACCESSORIES033ST | -
PLAG000ST00001 | Plumbing Accessories | METAL CLAMP 4 INCH | PLA | G | 000 | ST | 000 | 01 |  |  | Nos | [5 empty] | PLAACCESSORIES035ST | 600
PLAN602ST00012 | Plumbing Accessories | GI REDUCER 50 MM TO 80 MM (INSIDE NAREADING) | PLA | N | 602 | ST | 000 | 12 |  |  | Nos | [5 empty] | PLAACCESSORIES036ST | -
PLAN108ST00000 | Plumbing Accessories | GI HEX NIPPLE 80 MM | PLA | N | 108 | ST | 000 | 00 |  |  | Nos | [5 empty] | PLAACCESSORIES037ST | -
PLAL002ST00011 | Plumbing Accessories | GI FLANGE 80 MM DIA-NAREADED-D TABLE | PLA | L | 002 | ST | 000 | 11 |  |  | Nos | [5 empty] | PLAACCESSORIES038ST | -
PLAH004ST0000 | Plumbing Accessories | MS HEX NUT 16 MM | PLA | H | 004 | ST | 000 | 0 |  |  | Nos | [5 empty] | PLAACCESSORIES039ST | -
PLAP001ST00000 | Plumbing Accessories | LEAD WOOL | PLA | P | 001 | ST | 000 | 00 |  |  | Nos | [5 empty] | PLAACCESSORIES040ST | -
PLAP002ST00000 | Plumbing Accessories | HEMP YARN | PLA | P | 002 | ST | 000 | 00 |  |  | Nos | [5 empty] | PLAACCESSORIES041ST | -
PLAM302WE00012 | Plumbing Accessories | MS FORGED SOCKET 1/2" INSIDE Threaded | PLA | M | 302 | WE | 000 | 12 |  |  | Nos | [5 empty] | PLAACCESSORIES042WE | -
PLAS001WE00011 | Plumbing Accessories | PU MALE ADAPTOR 1/2X10 MM | PLA | S | 001 | WE | 000 | 11 |  |  | Nos | [5 empty] | PLAACCESSORIES043WE | -
PLAS002WE00011 | Plumbing Accessories | PU MALE ADAPTOR 1/4X10 MM | PLA | S | 002 | WE | 000 | 11 |  |  | Nos | [5 empty] | PLAACCESSORIES044WE | -
PLAS101WE00011 | Plumbing Accessories | PU REDUCING UNION 10X6 MM | PLA | S | 101 | WE | 000 | 11 |  |  | Nos | [5 empty] | PLAACCESSORIES045WE | -
PLAS201WE00000 | Plumbing Accessories | PU PIPE 10X6 MM | PLA | S | 201 | WE | 000 | 00 |  |  | Nos | [5 empty] | PLAACCESSORIES046WE | -
PLAT001WE00011 | Plumbing Accessories | BRASS CP MINI MXF BALL VALVE BSP 1/2" | PLA | T | 001 | WE | 000 | 11 |  |  | Nos | [5 empty] | PLAACCESSORIES047WE | -
PLAT002WE00011 | Plumbing Accessories | BRASS MALE FEMALE BUSHING 1X1/2 | PLA | T | 002 | WE | 000 | 11 |  |  | Mtr | [5 empty] | PLAACCESSORIES048WE | -
PLAA001ST00000 | Plumbing Accessories | G.I.pipe 2" (61mm OD) | PLA | A | 001 | ST | 000 | 00 |  |  | Nos | [5 empty] | PLAACCESSORIES049ST | -
PLAG002ST00000 | Plumbing Accessories | 100MM LINE SIZE MS PIPE | PLA | G | 002 | ST | 000 | 00 |  |  | Nos | [5 empty] | PLAACCESSORIES050ST | -
PLAB002FE00000 | Plumbing Accessories | CPVC PIPE SDR 11-20(3/4)" 5 MTR | PLA | B | 002 | FE | 000 | 00 |  |  | Nos | [5 empty] | PLAACCESSORIES051FE | -
PLAB607FE00000 | Plumbing Accessories | CPVC TEE 20(3/4)" FF | PLA | B | 607 | FE | 000 | 00 |  |  | Nos | [5 empty] | PLAACCESSORIES052FE | -
PLAB203FE00000 | Plumbing Accessories | CPVC ELBOW 20(3/4)" FF | PLA | B | 203 | FE | 000 | 00 |  |  | Nos | [5 empty] | PLAACCESSORIES053FE | -
PLAB003FE00000 | Plumbing Accessories | CPVC COUPLER 20(3/4)" FF | PLA | B | 003 | FE | 000 | 00 |  |  | Nos | [5 empty] | PLAACCESSORIES054FE | -
PLAC001AP00000 | Plumbing Accessories | AP APCO GLS ENML BLACK 1 LETER COLOR | PLA | C | 001 | AP | 000 | 00 |  |  | Nos | [5 empty] | PLAACCESSORIES056AP | -
PLAC003ST00000 | Plumbing Accessories | ENAMEL NAINNER 1 LTR | PLA | C | 003 | ST | 000 | 00 |  |  | Nos | [5 empty] | PLAACCESSORIES057ST | -
PLAC004ST00000 | Plumbing Accessories | ASIAN PAINTSTOO BRUSH10 | PLA | C | 004 | ST | 000 | 00 |  |  | Nos | [5 empty] | PLAACCESSORIES058ST | -
PLAN702ST00000 | Plumbing Accessories | GI UNION 20MM | PLA | N | 702 | ST | 000 | 00 |  |  | Nos | [5 empty] | PLAACCESSORIES059ST | -
PLAN103ST00000 | Plumbing Accessories | GI BARREL NIPPLE 3/4"X4" | PLA | N | 103 | ST | 000 | 00 |  |  | Nos | [5 empty] | PLAACCESSORIES060ST | -
PLAN503ST00000 | Plumbing Accessories | GI TEE 20MM | PLA | N | 503 | ST | 000 | 00 |  |  | Nos | [5 empty] | PLAACCESSORIES061ST | -
PLAN203ST00000 | Plumbing Accessories | GI ELBOW 20MM | PLA | N | 203 | ST | 000 | 00 |  |  | Nos | [5 empty] | PLAACCESSORIES062ST | -
PLAN804ST00000 | Plumbing Accessories | GI BUSHING 3/4"X1" | PLA | N | 804 | ST | 000 | 00 |  |  | Nos | [5 empty] | PLAACCESSORIES063ST | -
PLAN701ST00000 | Plumbing Accessories | GI UNION 12.5MM | PLA | N | 701 | ST | 000 | 00 |  |  | Nos | [5 empty] | PLAACCESSORIES064ST | -
PLAN502ST00000 | Plumbing Accessories | GI TEE 1/2" | PLA | N | 502 | ST | 000 | 00 |  |  | Nos | [5 empty] | PLAACCESSORIES065ST | -
PLAN202ST00000 | Plumbing Accessories | GI ELBOW 1/2" | PLA | N | 202 | ST | 000 | 00 |  |  | Nos | [5 empty] | PLAACCESSORIES066ST | -
PLAN109ST00000 | Plumbing Accessories | GI BARREL NIPPLE 1/2"X4" | PLA | N | 109 | ST | 000 | 00 |  |  | Nos | [5 empty] | PLAACCESSORIES067ST | -
PLAN102ST00000 | Plumbing Accessories | GI BARREL NIPPLE 1/2"X2" | PLA | N | 102 | ST | 000 | 00 |  |  | Nos | [5 empty] | PLAACCESSORIES068ST | -
PLAN801ST00000 | Plumbing Accessories | GI BUSHING 1/2"X1" | PLA | N | 801 | ST | 000 | 00 |  |  | Nos | [5 empty] | PLAACCESSORIES069ST | -
PLAN802ST00000 | Plumbing Accessories | GI BUSHING 1/2"X1/4" | PLA | N | 802 | ST | 000 | 00 |  |  | Nos | [5 empty] | PLAACCESSORIES070ST | -
PLAM108ST00000 | Plumbing Accessories | GI BARREL NIPPLE 3/8"X4" | PLA | M | 108 | ST | 000 | 00 |  |  | Nos | [5 empty] | PLAACCESSORIES071ST | -
PLAM503ST00000 | Plumbing Accessories | MS TEE 3/8" | PLA | M | 503 | ST | 000 | 00 |  |  | Nos | [5 empty] | PLAACCESSORIES072ST | -
PLAM109ST00000 | Plumbing Accessories | GI BARREL NIPPLE 3/8"X3" | PLA | M | 109 | ST | 000 | 00 |  |  | Nos | [5 empty] | PLAACCESSORIES073ST | -
PLAN903ST00000 | Plumbing Accessories | GI BALL VALVE 25MM | PLA | N | 903 | ST | 000 | 00 |  |  | Nos | [5 empty] | PLAACCESSORIES074ST | -
PLAN207ST00000 | Plumbing Accessories | GI ELBOW 50MM | PLA | N | 207 | ST | 000 | 00 |  |  | Nos | [5 empty] | PLAACCESSORIES075ST | -
PLAN706ST00000 | Plumbing Accessories | GI UNION 50MM | PLA | N | 706 | ST | 000 | 00 |  |  | Nos | [5 empty] | PLAACCESSORIES076ST | -
PLAV007ST00000 | Plumbing Accessories | CI FOOT VALVE 50MM | PLA | V | 007 | ST | 000 | 00 |  |  | Nos | [5 empty] | PLAACCESSORIES077ST | -
PLAN000ST00000 | Plumbing Accessories | GI WIRE | PLA | N | 000 | ST | 000 | 00 |  |  | Nos | [5 empty] | PLAACCESSORIES078ST | -
PLAM003ST00000 | Plumbing Accessories | MS L TYPE ANGLE 50MM*6MM | PLA | M | 003 | ST | 000 | 00 |  |  | Nos | [5 empty] | PLAACCESSORIES079ST | -
PLAM004ST00000 | Plumbing Accessories | MS PLATE 1250MM*2500MM*4MM | PLA | M | 004 | ST | 000 | 00 |  |  | Nos | [5 empty] | PLAACCESSORIES080ST | -
PLAT003AN00000 | Plumbing Accessories | BRASS NRV 1/2" VERTICAL DRP | PLA | T | 003 | AN | 000 | 00 |  |  | Nos | [5 empty] | PLAACCESSORIES081AN | -
PLAV200ST00000 | Plumbing Accessories | CI EARNA PIT COVER SIZE 12" X 12" | PLA | V | 200 | ST | 000 | 00 |  |  | Nos | [5 empty] | PLAACCESSORIES082ST | -
PLAT004ST00000 | Plumbing Accessories | 3/4 X 1/2 BRASS FTA COVER | PLA | T | 004 | ST | 000 | 00 |  |  | Nos | [5 empty] | PLAACCESSORIES083ST | -
PLAH005ST00000 | Plumbing Accessories | MS BOLT 16MM x 8" LONG | PLA | H | 005 | ST | 000 | 00 |  |  | Nos | [5 empty] | PLAACCESSORIES084ST | 60
PLAM103ST00000 | Plumbing Accessories | M.S. HEX NIPPLE 3/4" | PLA | M | 103 | ST | 000 | 00 |  |  | Nos | [5 empty] | PLAACCESSORIES086ST | -
PLAM300ST00000 | Plumbing Accessories | M.S. REDUCER 3/4" TO 1/4" | PLA | M | 300 | ST | 000 | 00 |  |  | Nos | [5 empty] | PLAACCESSORIES087ST | -
PLAM110ST00000 | Plumbing Accessories | M.S. BARREL NIPPLE 1/4" x 2" | PLA | M | 110 | ST | 000 | 00 |  |  | Nos | [5 empty] | PLAACCESSORIES088ST | -
PLAM05ST00000 | Plumbing Accessories | M.S. L TYPE ANGLE 25 x 3 MM | PLA | M | 05S | T0 | 000 | 0 |  |  | Nos | [5 empty] | PLAACCESSORIES089ST | -
PLAS001ST00000 | Plumbing Accessories | 5/15A 6 NOS. SOCKET ROUND PIN PDU WINA 2.5 MTR CABLE | PLA | S | 001 | ST | 000 | 00 |  |  | Nos | [5 empty] | PLAACCESSORIES090ST | -
PLAS003WE00000 | Plumbing Accessories | PU CONNECTOR 1/2" 10 MM | PLA | S | 003 | WE | 000 | 00 |  |  | Nos | [5 empty] | PLAACCESSORIES091WE | -
PLAC109WE00011 | Plumbing Accessories | SS BAR STOCK NEEDLE VALVE-3/8" | PLA | C | 109 | WE | 000 | 11 |  |  | Nos | [5 empty] | PLAACCESSORIES092WE | -
PLAC110WE00000 | Plumbing Accessories | SS 304 HE NUPPLE BSP 1/4" | PLA | C | 110 | WE | 000 | 00 |  |  | Nos | [5 empty] | PLAACCESSORIES093WE | -
PLAW001KR00000 | Plumbing Accessories | HYLAM FLANGE FOR SIEMENS AND CIMCON MAKE SENSOR AT TESTING LAB SAKAR | PLA | W | 001 | KR | 000 | 00 |  |  | Nos | [5 empty] | PLAACCESSORIES094KR | -
PLAT006CO00000 | Plumbing Accessories | BRASS SYPHONE COCK 3/8 " FOR PRESSURE GAUGE | PLA | T | 006 | CO | 000 | 00 |  |  | Nos | [5 empty] | PLAACCESSORIES095CO | -
PLAC111AN00000 | Plumbing Accessories | SS 304 NIDDLE VALVE ROUND 1/4" BSP FF | PLA | C | 111 | AN | 000 | 00 |  |  | Nos | [5 empty] | PLAACCESSORIES096AN | -
PLAP401CO00000 | Plumbing Accessories | MS U SYPONE PIPE | PLA | P | 401 | CO | 000 | 00 |  |  | Nos | [5 empty] | PLAACCESSORIES097CO | -
PLAM301WE00000 | Plumbing Accessories | MS FORGED SOCKET 3/8" | PLA | M | 301 | WE | 000 | 00 |  |  | Nos | [5 empty] | PLAACCESSORIES098WE | -
PLAJ110AN00000 | Plumbing Accessories | MS FLANGE 40 MM FLOW METER SIZE | PLA | J | 110 | AN | 000 | 00 |  |  | Nos | [5 empty] | PLAACCESSORIES099AN | -
PLAX101FI00600 | Plumbing Accessories | FRP DRUM 100 LTR FOR CHLORINE DOSING | PLA | X | 101 | FI | 006 | 00 |  |  | Nos | [5 empty] | PLAACCESSORIES100FI | -
PLAM009CB00000 | Plumbing Accessories | Reducer Bracket | PLA | M | 009 | CB | 000 | 00 |  |  | Nos | [5 empty] | PLAACCESSORIES101CB | -
PLAG006ST00000 | Plumbing Accessories | MS Pipe Class C 5.8mm NAickness, Line size 150mm | PLA | G | 006 | ST | 000 | 00 |  |  | Nos | [5 empty] | PLAACCESSORIES102ST | -
PLAG008ST00000 | Plumbing Accessories | MS Pipe Class C 6mm NAickness, Line size 250mm | PLA | G | 008 | ST | 000 | 00 |  |  | Nos | [5 empty] | PLAACCESSORIES103ST | -
PLAG010ST00000 | Plumbing Accessories | MS Pipe Class C 6mm NAickness, Line size 350mm | PLA | G | 010 | ST | 000 | 00 |  |  | Nos | [5 empty] | PLAACCESSORIES104ST | -
PLAH006LB00000 | Plumbing Accessories | MS HEX PIN 10 X 50 WINA WASHER | PLA | H | 006 | LB | 000 | 00 |  |  | Nos | [5 empty] | PLAACCESSORIES105LB | -
PLAC012ST00000 | Plumbing Accessories | SS Bolt 3/8 * 1.5 Inch | PLA | C | 012 | ST | 000 | 00 |  |  | Nos | [5 empty] | PLAACCESSORIES106ST | -
PLAQ001AS00000 | Plumbing Accessories | UPVC PIPE 15 MM - 3MTR - LEGNTH | PLA | Q | 001 | AS | 000 | 00 |  |  | Nos | [5 empty] | PLAACCESSORIES107AS | -
PLAR601AS00000 | Plumbing Accessories | UPVC BALL VALVE - 15 MM | PLA | R | 601 | AS | 000 | 00 |  |  | Nos | [5 empty] | PLAACCESSORIES108AS | -
PLAR701AS00000 | Plumbing Accessories | UPVC SOLVENT 946 ML | PLA | R | 701 | AS | 000 | 00 |  |  | Nos | [5 empty] | PLAACCESSORIES109AS | -
PLAR801AS00000 | Plumbing Accessories | UPVC FABT 15 MM | PLA | R | 801 | AS | 000 | 00 |  |  | Nos | [5 empty] | PLAACCESSORIES110AS | -
PLAR208AS00000 | Plumbing Accessories | UPVC ELBOW 15 MM 90* | PLA | R | 208 | AS | 000 | 00 |  |  | Nos | [5 empty] | PLAACCESSORIES111AS | -
PLAX102SP00000 | Plumbing Accessories | Spectron Cylindrical Vertical Tank with Open Top without Ltr Capacity Marking Capacity: 200 ltr | PLA | X | 102 | SP | 000 | 00 |  |  | Nos | [5 empty] | PLAACCESSORIES112SP | 1
PLAY001ST00000 | Plumbing Accessories | Ductile Iron Flange socket, line size 150mm | PLA | Y | 001 | ST | 000 | 00 |  |  | Mtr | [5 empty] | PLAACCESSORIES113ST | -
PLAB006NA00000 | Plumbing Accessories | GREY PVC PIPE 4 KG PRESSURE 50 MM | PLA | B | 006 | NA | 000 | 00 |  |  | Nos | [5 empty] | PLAACCESSORIES114NA | -
PLAO207NA00000 | Plumbing Accessories | GREY PVC ELBOW 50 MM | PLA | O | 207 | NA | 000 | 00 |  |  | Nos | [5 empty] | PLAACCESSORIES115NA | -
PLAO506NA00000 | Plumbing Accessories | GREY TEE 50 MM | PLA | O | 506 | NA | 000 | 00 |  |  | Nos | [5 empty] | PLAACCESSORIES116NA | -
PLAN601NA00000 | Plumbing Accessories | GI 50 MM CLAMP FOR PVC PIPE | PLA | N | 601 | NA | 000 | 00 |  |  | Nos | [5 empty] | PLAACCESSORIES117NA | -
PLAA001NA00000 | Plumbing Accessories | GI 2" - 50 MM PIPE | PLA | A | 001 | NA | 000 | 00 |  |  | Nos | [5 empty] | PLAACCESSORIES118NA | -
PLAA003NA00000 | Plumbing Accessories | GI 3"- 80 MM PIPE | PLA | A | 003 | NA | 000 | 00 |  |  | Nos | [5 empty] | PLAACCESSORIES119NA | -
PLAA004NA00000 | Plumbing Accessories | GI 4" - 100 MM PIPE | PLA | A | 004 | NA | 000 | 00 |  |  | Nos | [5 empty] | PLAACCESSORIES120NA | -
PLAN101ST00004 | Plumbing Accessories | GI Nipple 10mm , length 4" | PLA | N | 101 | ST | 000 | 04 |  |  | Nos | [5 empty] | PLAACCESSORIES121ST | -
PLAN108ST00003 | Plumbing Accessories | GI Nipple 25mm, 3" Length | PLA | N | 108 | ST | 000 | 03 |  |  | Nos | [5 empty] | PLAACCESSORIES122ST | -
PLAN110ST00006 | Plumbing Accessories | GI Nipple 25mm, 6" Length | PLA | N | 110 | ST | 000 | 06 |  |  | Nos | [5 empty] | PLAACCESSORIES123ST | -
PLAG011ST00000 | Plumbing Accessories | 80MM LINE SIZE MS PIPE | PLA | G | 011 | ST | 000 | 00 |  |  | Nos | [5 empty] | PLAACCESSORIES124ST | -
PLAG007ST00000 | Plumbing Accessories | 200MM LINE SIZE MS PIPE | PLA | G | 007 | ST | 000 | 00 |  |  | Nos | [5 empty] | PLAACCESSORIES157ST | -
PLAG009ST00000 | Plumbing Accessories | 300MM LINE SIZE MS PIPE | PLA | G | 009 | ST | 000 | 00 |  |  | Nos | [5 empty] | PLAACCESSORIES125ST | -
PLAZ000ST00000 | Plumbing Accessories | Jute for pipe threading | PLA | Z | 000 | ST | 000 | 00 |  |  | Nos | [5 empty] | PLAACCESSORIES126ST | -
PLAK001ST00000 | Plumbing Accessories | HOLDTITE Solution 200ml | PLA | K | 001 | ST | 000 | 00 |  |  | Nos | [5 empty] | PLAACCESSORIES127ST | -
PLAN035ST00000 | Plumbing Accessories | GI REDUCER 10/25MM | PLA | N | 035 | ST | 000 | 00 |  |  | Nos | [5 empty] | PLAACCESSORIES128ST | -
PLAQ000NA00000 | Plumbing Accessories | uPVC Hose Adapter with 3/4-Inch Female Hose Thread and 1/2-Inch Male Pipe Thread | PLA | Q | 000 | NA | 000 | 00 |  |  | Nos | [5 empty] | PLAACCESSORIES129ST | -
PLAV004ST00000 | Plumbing Accessories | Cast Iron Flanged Bend ,100mm Line size | PLA | V | 004 | ST | 000 | 00 |  |  | Nos | [5 empty] | PLAACCESSORIES130ST | -
PLAN004ST00000 | Plumbing Accessories | GI Coupling 25mm (1") line size | PLA | N | 004 | ST | 000 | 00 |  |  | Nos | [5 empty] | PLAACCESSORIES131ST | -
PLAN008ST00000 | Plumbing Accessories | GI Coupling 19mm Line size | PLA | N | 008 | ST | 000 | 00 |  |  | Nos | [5 empty] | PLAACCESSORIES132ST | -
PLAN111ST00004 | Plumbing Accessories | GI Nipple 19 mm Size, 4 " length | PLA | N | 111 | ST | 000 | 04 |  |  | Nos | [5 empty] | PLAACCESSORIES133ST | -
PLAG208ST00000 | Plumbing Accessories | 3/8 inch MS Elbow | PLA | G | 208 | ST | 000 | 00 |  |  | Nos | [5 empty] | PLAACCESSORIES134ST | -
PLAG601ST00000 | Plumbing Accessories | 3/8×1/4 inch MS busing | PLA | G | 601 | ST | 000 | 00 |  |  | Nos | [5 empty] | PLAACCESSORIES135ST | -
PLAG602ST00000 | Plumbing Accessories | 1/2×1/4 inch MS busing | PLA | G | 602 | ST | 000 | 00 |  |  | Nos | [5 empty] | PLAACCESSORIES136ST | -
PLAG012ST00000 | Plumbing Accessories | 100*150MM MS REDUCER | PLA | G | 012 | ST | 000 | 00 |  |  | Nos | [5 empty] | PLAACCESSORIES138ST | -
PLAN042ST00000 | Plumbing Accessories | Gi reducer 32x20mm | PLA | N | 042 | ST | 000 | 00 |  |  | Nos | [5 empty] | PLAACCESSORIES139ST | -
PLAN043ST00000 | Plumbing Accessories | Gi reducer 32x25mm | PLA | N | 043 | ST | 000 | 00 |  |  | Nos | [5 empty] | PLAACCESSORIES140ST | -
PLAI001ST00000 | Plumbing Accessories | Thread Teflon Tape (PTFE) | PLA | I | 001 | ST | 000 | 00 |  |  | Nos | [5 empty] | PLAACCESSORIES141ST | -
PLAN009ST00000 | Plumbing Accessories | GI Bushing 1/2 " to 3/8" | PLA | N | 009 | ST | 000 | 00 |  |  | Nos | [5 empty] | PLAACCESSORIES142ST | -
PLAX201SP00600 | Plumbing Accessories | FRP DRUM 100 LTR FOR CHLORINE DOSING With 5 mm Thickness and 8 KG Weight | PLA | X | 201 | SP | 006 | 00 |  |  | Nos | [5 empty] | PLAACCESSORIES143ST | -
PLAC015ST00013 | Plumbing Accessories | Bolt - M10 X 75 - STAINLESS STEEL, with Nut and washer | PLA | C | 015 | ST | 000 | 13 |  |  | Nos | [5 empty] | PLAACCESSORIES144ST | -
PLAG000ST00014 | Plumbing Accessories | METAL CLAMP for Gateway | PLA | G | 000 | ST | 000 | 14 |  |  | Nos | [5 empty] | PLAACCESSORIES145ST | 150
PLAO801ST00000 | Plumbing Accessories | PVC bend-20 mm | PLA | O | 801 | ST | 000 | 00 |  |  | Nos | [5 empty] | PLAACCESSORIES146ST | -
PLAE001ST00000 | Plumbing Accessories | Dossier Pipe 1/4" | PLA | E | 001 | ST | 000 | 00 |  |  | Nos | [5 empty] | PLAACCESSORIES147ST | -
PLAE002ST00000 | Plumbing Accessories | Dossier T 1/4" | PLA | E | 002 | ST | 000 | 00 |  |  | Nos | [5 empty] | PLAACCESSORIES148ST | -
PLAC016ST00000 | Plumbing Accessories | Nipple 1/4"mm 50 mm long (SS) Female thread (inner thread required) | PLA | C | 016 | ST | 000 | 00 |  |  | Nos | [5 empty] | PLAACCESSORIES149ST | -
PLAM001ST00000 | Plumbing Accessories | MS angle(ISA 50x50x6mm) for laying cables in trays | PLA | M | 001 | ST | 000 | 00 |  |  | Nos | [5 empty] | PLAACCESSORIES150ST | -
PLAO802ST00000 | Plumbing Accessories | PVC - Bend - 50 mm | PLA | O | 802 | ST | 000 | 00 |  |  | Nos | [5 empty] | PLAACCESSORIES151ST | -
PLAR902ST00000 | Plumbing Accessories | FTA 1/2 (UPVC) | PLA | R | 902 | ST | 000 | 00 |  |  | Nos | [5 empty] | PLAACCESSORIES152ST | -
PLAO901ST00000 | Plumbing Accessories | PVC Gate Valve 1/2" | PLA | O | 901 | ST | 000 | 00 |  |  | Nos | [5 empty] | PLAACCESSORIES153ST | -
PLAM008ST00000 | Plumbing Accessories | 35x35x3 mm MS angle | PLA | M | 008 | ST | 000 | 00 |  |  | Nos | [5 empty] | PLAACCESSORIES154ST | -
PLAC017ST00000 | Plumbing Accessories | NRV- 1/4" BSP material SS304 Range: 6000 PSI | PLA | C | 017 | ST | 000 | 00 |  |  | Nos | [5 empty] | PLAACCESSORIES155ST | -
PLAX101SP00000 | Plumbing Accessories | SCV 100-01 100 Ltr Tank | PLA | X | 101 | SP | 000 | 00 |  |  | Nos | [5 empty] | PLAACCESSORIES156SP | 4
PRGA100AM00001 | Pressure Guage | PRESSURE GAUGE ANALOG DIAL TYPE 4" 0-100 BAR WINA PIPE AND COCK | PRG | A | 100 | AM | 000 | 01 |  |  | Nos | [5 empty] | PRGGAUGE001AM | -
PRGA025AM00001 | Pressure Guage | PRESSURE GAUGE ANALOG DIAL TYPE 4" 0-25 BAR WINA PIPE AND COCK | PRG | A | 025 | AM | 000 | 01 |  |  | Nos | [5 empty] | PRGGAUGE002AM | 2
PRGA070AM00001 | Pressure Guage | PRESSURE GAUGE ANALOG DIAL TYPE 4" 0-70 BAR WINA PIPE AND COCK | PRG | A | 070 | AM | 000 | 01 |  |  | Mtr | [5 empty] | PRGGAUGE003AM | -
PRGA016HG00001 | Pressure Guage | PRESSURE GAUGE 4" 0-16 BAR | PRG | A | 016 | HG | 000 | 01 |  |  | Nos | [5 empty] | PRGGAUGE004HG | -
PRGB025BE00000 | Pressure Guage | Pressure gauge 6" 0-25 BAR, Accuracy +-1% of full scale | PRG | B | 025 | BE | 000 | 00 |  |  | Nos | [5 empty] | PRGGAUGE005BE | -
PRTA006DN00202 | PT 0-10 Bar | 6 BAR PRESSURE TRANSMITTER G 1/4" WINA M12 CONNECTOR, DANFOSS MAKE, 2 WIRE TYPE, 24 VDC OPERATED. | PRT | A | 006 | DN | 002 | 02 |  |  | Mtr | [5 empty] | PRT06BARPT002DN | -
PRTAOO5M100301 | PT 0-10 Bar | PRESSURE TRANSMITTER 0-5 BAR G1/4,24 V DC OPERATED 2 WIRE | PRT | A | OO5 | M1 | 003 | 01 |  |  | Nos | [5 empty] | PRT05BARPT003MI | -
PRTA010BA00402 | PT 0-10 Bar | BAUMER MAKE 0 TO 10 BAR PRESSURE TRANSMITTER | PRT | A | 010 | BA | 004 | 02 |  |  | Mtr | [5 empty] | PRT10BARPT004BA | 7
PRTA010MI00701 | PT 0-10 Bar | MICROSENSOR MAKE 0 TO 10 BAR PRESSURE TRANSMITTER WINA INBUILT DISPLAY | PRT | A | 010 | MI | 007 | 01 |  |  | Nos | [5 empty] | PRT10BARPT007MI | -
PRTA010DN00102 | PT 0-10 Bar | DANFOSS MAKE 0 TO 10 BAR PRESSURE TRANSMITTER | PRT | A | 010 | DN | 001 | 02 |  |  | Nos | [5 empty] | PRT10BARPT008DN | -
PRTA010ST00005 | PT 0-10 Bar | Pressure transmitter 0 to 10 bar , BAttery operated with GSM/GPRS | PRT | A | 010 | ST | 000 | 05 |  |  | Job | [5 empty] | PRT20BARPT015MI | -
PRTA010MI00002 | PT 0-10 Bar | MICROSENSOR MAKE 0 TO 10 BAR PRESSURE TRANSMITTER W/O INBUILT DISPLAY | PRT | A | 010 | MI | 000 | 02 |  |  | Nos | [5 empty] | PRT10BARPT016MI | 2
PRTA010XT00901 | PT 0-10 Bar | Pressure Transmitter (New) XYT 0 TO 10 BAR | PRT | A | 010 | XT | 009 | 01 |  |  | Nos | [5 empty] | PRT010BARPT018XT | 279
PRTA100BA00602 | PT 0-100 Bar | BAUMER MAKE 0 TO 100 BAR PRESSURE TRANSMITTER | PRT | A | 100 | BA | 006 | 02 |  |  | Nos | [5 empty] | PRT100BARPT006BA | -
PRTA100MI00002 | PT 0-100 Bar | MICROSENSOR MAKE 0 TO 100 BAR PRESSURE TRANSMITTER W/O INBUILT DISPLAY | PRT | A | 100 | MI | 000 | 02 |  |  | Nos | [5 empty] | PRT100BARPT017MI | 7
PRTA016DN00102 | PT 0-16 Bar | 16 BAR PRESSURE TRANSMITTER G 1/4" WINA M12 CONNECTOR, DANFOSS MAKE, 2 WIRE TYPE, 24 VDC OPERATED. | PRT | A | 016 | DN | 001 | 02 |  |  | Mtr | [5 empty] | PRT16BARPT001DN | -
PRTA016SI00801 | PT 0-16 Bar | SIEMENS MAKE 0 TO 16 BAR PRESSURE TRANSMITTER GAUGE PRESSURE HART TYPE | PRT | A | 016 | SI | 008 | 01 |  |  | Nos | [5 empty] | PRT16BARPT008SI | -
PRTS016EN10001 | PT 0-16 Bar | Pressure Transmitter Range 0-16 Bar, Input 24 VDC, out put 4-20mA | PRT | S | 016 | EN | 100 | 01 |  |  | Nos | [5 empty] | PRT16BARPT010EN | -
PRTA016NA00000 | PT 0-16 Bar | Pressure Transmitter Range 0-16 Bar, Input 24 VDC, out put 4-20mA | PRT | A | 016 | NA | 000 | 00 |  |  | Nos | [5 empty] | PRT016BARPT019NA | 274
PRTA016MI00701 | PT 0-16 Bar | Pressure Transmitter 0-16 Bar with Display unit | PRT | A | 016 | MI | 007 | 01 |  |  | Nos | [5 empty] | PRT16BARPT012MI | -
PRTA016MI00001 | PT 0-16 Bar | Fle | PRT | A | 016 | MI | 000 | 01 |  |  | Nos | [5 empty] | PRT16BARPT013MI | -
PRTA020XT00901 | PT 0-20 Bar | Pressure transmitter (0-20 Bar) | PRT | A | 020 | XT | 009 | 01 |  |  | Nos | [5 empty] | PRT20BARPT014XT | -
PRTA025BA00502 | PT 0-25 Bar | BAUMER MAKE 0 TO 25 BAR PRESSURE TRANSMITTER | PRT | A | 025 | BA | 005 | 02 |  |  | Nos | [5 empty] | PRT25BARPT005BA | -
PRTA025DN00002 | PT 0-25 Bar | PRESSURE TRANSMITTER 0-25 BAR 2 WIRE | PRT | A | 025 | DN | 000 | 02 |  |  | Nos | [5 empty] | PRT25BARPT009DN | -
PRTA025MI00001 | PT 0-25 Bar | MICROSENSOR MAKE 0 TO 25 BAR PRESSURE TRANSMITTER WITH INBUILT DISPLAY | PRT | A | 025 | MI | 000 | 01 |  |  | Nos | [5 empty] | PRT25BARPT011MI | 4
SERA001GI52380 | Service | FREIGHT CHARGE OF CABLE FROM FACTORY TO SITE FOR 5238 | SER | A | 001 | GI | 523 | 80 |  |  | Mtr | [5 empty] | SERSERVICE001GI | -
SERE210TL81040 | Service | CALIBRATION OF CONICAL FLASK1 | SER | E | 210 | TL | 810 | 40 |  |  | Nos | [5 empty] | SERSERVICE022TL | -
SERE211TL81040 | Service | CALIBRATION OF CONICAL FLASK2 | SER | E | 211 | TL | 810 | 40 |  |  | Nos | [5 empty] | SERSERVICE023TL | -
SERD003BA61390 | Service | WOODEN BOX PACKING CHARGES | SER | D | 003 | BA | 613 | 90 |  |  | Nos | [5 empty] | SERSERVICE041BA | -
SERE212TL81040 | Service | CALIBRATION OF CONICAL FLASK | SER | E | 212 | TL | 810 | 40 |  |  | Nos | [5 empty] | SERSERVICE024TL | -
SERB002DE52350 | Service | OPTICAL FIBER CABLE LAYING IN HDPE PIPE KARANJA | SER | B | 002 | DE | 523 | 50 |  |  | Nos | [5 empty] | SERSERVICE042DE | -
SERA001DH41070 | Service | FREIGHT CHARGES FOR PROJECT 4104 | SER | A | 001 | DH | 410 | 70 |  |  | Mtr | [5 empty] | SERSERVICE005DH | -
SERA001TR40970 | Service | FREIGHT CHARGES FOR PROJECT 4097 | SER | A | 001 | TR | 409 | 70 |  |  | Nos | [5 empty] | SERSERVICE006TR | -
SERF002TE40730 | Service | PROJECT 4073 LADDER REPAIRING | SER | F | 002 | TE | 407 | 30 |  |  | Nos | [5 empty] | SERSERVICE007TE | -
SERF002NA40730 | Service | PROJECT 4073 TEMP SENSOR SOCKET MANUFACTURING | SER | F | 002 | NA | 407 | 30 |  |  | Nos | [5 empty] | SERSERVICE008NA | -
SERB002VI40800 | Service | PROJECT 4080 INSTALLATION LABOIUR WORK | SER | B | 002 | VI | 408 | 00 |  |  | Nos | [5 empty] | SERSERVICE009VI | -
SERD003NU52390 | Service | FREIGHT PACKING MATERIAL (USED FOR PANEL PACKING) | SER | D | 003 | NU | 523 | 90 |  |  | Nos | [5 empty] | SERSERVICE043NU | -
SERA005PA52380 | Service | TRANSPORATION CHARGES SUPPLY OFODHAV TO ELLISHBRIDGE | SER | A | 005 | PA | 523 | 80 |  |  | Nos | [5 empty] | SERSERVICE044PA | -
SERB000DE52380 | Service | INSTALLATION WORK AT BANGALORE SITE | SER | B | 000 | DE | 523 | 80 |  |  | Nos | [5 empty] | SERSERVICE045DE | -
SERB000DE52390 | Service | INSTALLATION WORK AT KARANJA SITE | SER | B | 000 | DE | 523 | 90 |  |  | Nos | [5 empty] | SERSERVICE046DE | -
SERE001PQ81040 | Service | PRESSURE TRANSMITTER CERTIFICATION | SER | E | 001 | PQ | 810 | 40 |  |  | Nos | [5 empty] | SERSERVICE010PQ | -
SERE101PQ81040 | Service | HYDRO STATIC LEVEL TRANSMITTER CERITIFICATION | SER | E | 101 | PQ | 810 | 40 |  |  | Nos | [5 empty] | SERSERVICE011PQ | -
SERE203PQ81040 | Service | RADAR TYPE LEVEL TRANSMITTER CERTIFICATION | SER | E | 203 | PQ | 810 | 40 |  |  | Nos | [5 empty] | SERSERVICE012PQ | -
SERF007VR81040 | Service | RO WATER MACHINE SERVICE CHARGE AT SAKAR IV | SER | F | 007 | VR | 810 | 40 |  |  | Nos | [5 empty] | SERSERVICE013VR | -
SERF008KV40730 | Service | PRINTER REPAIRING SERVICE CHARGES | SER | F | 008 | KV | 407 | 30 |  |  | Nos | [5 empty] | SERSERVICE014KV | -
SERB000NE81040 | Service | PROJECT 8104 CAMERA INSTALLATION AT PILIBHIT OFFICE | SER | B | 000 | NE | 810 | 40 |  |  | Nos | [5 empty] | SERSERVICE015NE | -
SERE204TL81040 | Service | CALIBRATION OF VERNIER CALIPER | SER | E | 204 | TL | 810 | 40 |  |  | Nos | [5 empty] | SERSERVICE016TL | -
SERE205TL81040 | Service | CALIBRATION OF MEASURING STEEL TAPE | SER | E | 205 | TL | 810 | 40 |  |  | Nos | [5 empty] | SERSERVICE017TL | -
SERE206TL81040 | Service | CALIBRATION OF DIGITAL SOURCE FOR 4 TO 20 MA & DC VOLT | SER | E | 206 | TL | 810 | 40 |  |  | Nos | [5 empty] | SERSERVICE018TL | -
SERE207TL81040 | Service | CALIBRATION OF PRESSURE TRANSMITTER | SER | E | 207 | TL | 810 | 40 |  |  | Nos | [5 empty] | SERSERVICE019TL | -
SERE213TL81040 | Service | CALIBRATION OF ULTRASONIC LEVEL TRANSMITTER | SER | E | 213 | TL | 810 | 40 |  |  | Nos | [5 empty] | SERSERVICE025TL | -
SERE214TL81040 | Service | CALIBRATION OF MEASURING TAPE | SER | E | 214 | TL | 810 | 40 |  |  | Nos | [5 empty] | SERSERVICE026TL | -
SERH001RI81040 | Service | ROOMS TARIFF - HOTEL STAY AT RIVER VIEW HOTEL AHMEDABAD | SER | H | 001 | RI | 810 | 40 |  |  | Nos | [5 empty] | SERSERVICE027RI | -
SERA000NE81040 | Service | FRIEGHT CHARGES FOR PANEL NEXTGEN TO SAKAR | SER | A | 000 | NE | 810 | 40 |  |  | Nos | [5 empty] | SERSERVICE028NE | -
SERC002SM52380 | Service | SMR Service | SER | C | 002 | SM | 523 | 80 |  |  | Nos | [5 empty] | SERSERVICE047SM | -
SERA000NA81040 | Service | FREIGHT CHARGES | SER | A | 000 | NA | 810 | 40 |  |  | Nos | [5 empty] | SERSERVICE048NA | -
SERB002SM41180 | Service | INSTALLATION CHARGES FOR VIDEO WALL 4118 | SER | B | 002 | SM | 411 | 80 |  |  | Nos | [5 empty] | SERSERVICE030SM | -
SERE208TL81040 | Service | CALIBRATION OF PIPETTES GRADUATED FOR LAB | SER | E | 208 | TL | 810 | 40 |  |  | Nos | [5 empty] | SERSERVICE020TL | -
SERE209TL81040 | Service | CALIBRATION OF PIPETTES GRADUATED FOR LAB | SER | E | 209 | TL | 810 | 40 |  |  | Nos | [5 empty] | SERSERVICE021TL | -
SERB000DE52490 | Service | INSTALLATION WORK AT Jamnagar SITE | SER | B | 000 | DE | 524 | 90 |  |  | Nos | [5 empty] | SERSERVICE049DE | -
SERC001ST61600 | Service | Welding work at GSPL Sites | SER | C | 001 | ST | 616 | 00 |  |  | Nos | [5 empty] | SERSERVICE050ST | -
SERB002CI41300 | Service | INSTALLATION CHARGES FOR PROJECT 4130 | SER | B | 002 | CI | 413 | 00 |  |  | Nos | [5 empty] | SERSERVICE031CI | -
SERB004EE41180 | Service | WEATHER STATION ACCESORRIES & INSTALLATION | SER | B | 004 | EE | 411 | 80 |  |  | Nos | [5 empty] | SERSERVICE032EE | -
SERB003KR41200 | Service | ACTUATOR PACKING AND LABELING WORK | SER | B | 003 | KR | 412 | 00 |  |  | Nos | [5 empty] | SERSERVICE033KR | -
SERB002TR81040 | Service | INSTALLATION OF EARTHING MATERIAL FOR 8104 PNC PROJECT | SER | B | 002 | TR | 810 | 40 |  |  | Nos | [5 empty] | SERSERVICE034TR | -
SERB002CI61770 | Service | Engineering Service Charges for supervision of Installation andCommissioning of Project | SER | B | 002 | CI | 617 | 70 |  |  | Nos | [5 empty] | SERSERVICE051CI | -
SERF009NA52510 | Service | REPOWDER COATING OF BUY BACK ENCLOSURE RECEIVED FROM TORRENT FOR LEVEL MONITORING PANEL OF 5251 | SER | F | 009 | NA | 525 | 10 |  |  | Nos | [5 empty] | SERSERVICE036NA | -
SERB002NK61550 | Service | TLP INSTALLATION | SER | B | 002 | NK | 615 | 50 |  |  | Nos | [5 empty] | SERSERVICE002NK | -
SERB004NK61550 | Service | TLP INSTALLATION | SER | B | 004 | NK | 615 | 50 |  |  | Nos | [5 empty] | SERSERVICE003NK | -
SERE201NA10000 | Service | ELECTROMAGENTIC FLOW METER CALIBRATION SERVICES FOR 100 MM DIA. FLOW METER | SER | E | 201 | NA | 100 | 00 |  |  | Nos | [5 empty] | SERSERVICE037NA | -
SERT201NA10000 | Service | ELECTROMAGENTIC FLOW METER TEST SERVICES FOR 100 MM DIA. FLOW METER | SER | T | 201 | NA | 100 | 00 |  |  | Nos | [5 empty] | SERSERVICE038NA | -
SERT216NA10001 | Service | PH SENSOR TRANSMITTER 3RD PARTY LAB IP68 SERVICES | SER | T | 216 | NA | 100 | 01 |  |  | Nos | [5 empty] | SERSERVICE039NA | -
SERB001CI00000 | Service | Vibration sensor installation and commissioning work | SER | B | 001 | CI | 000 | 00 |  |  | Job | [5 empty] | SERSERVICE040CI | -
SERB002CI00000 | Service | Installation , testing and commisssiong charges | SER | B | 002 | CI | 000 | 00 |  |  | Nos | [5 empty] | SERSERVICE052CI | -
STAA001PA00100 | Stationary | BLANK LABLE SIZE :40 MM* 12 mm | STA | A | 001 | PA | 001 | 00 |  |  | Nos | [5 empty] | STASTATIONARY015PA | -
STAB001PA00200 | Stationary | RESIN RIBBON 50MM * 300MTRS | STA | B | 001 | PA | 002 | 00 |  |  | Nos | [5 empty] | STASTATIONARY016PA | -
STAA001IE00000 | Stationary | Lable | STA | A | 001 | IE | 000 | 00 |  |  | Mtr | [5 empty] | STASTATIONARY001IE | -
STAA001IE00500 | Stationary | Lable 52*25MM | STA | A | 001 | IE | 005 | 00 |  |  | Kg | [5 empty] | STASTATIONARY002IE | -
STAC001SB00800 | Stationary | ACRYLIC NAME BOARD PRINT 2400X1200MM SIZE | STA | C | 001 | SB | 008 | 00 |  |  | Nos | [5 empty] | STASTATIONARY019SB | -
STAA003PA01200 | Stationary | 65*13 MM PT LABEL - JJM | STA | A | 003 | PA | 012 | 00 |  |  | Nos | [5 empty] | STASTATIONARY003PA | -
STAA004PA01300 | Stationary | 45*25 MM HPT LABEL -JJM | STA | A | 004 | PA | 013 | 00 |  |  | Nos | [5 empty] | STASTATIONARY004PA | -
STAA005PA01400 | Stationary | 43.4*31.4 MM RLT LABEL-JJM | STA | A | 005 | PA | 014 | 00 |  |  | Nos | [5 empty] | STASTATIONARY005PA | -
STAA001IE00900 | Stationary | CIMCON STICKER 69 | STA | A | 001 | IE | 009 | 00 |  |  | Nos | [5 empty] | STASTATIONARY006IE | -
STAA001IE01000 | Stationary | CIMCON STICKER 70 | STA | A | 001 | IE | 010 | 00 |  |  | Nos | [5 empty] | STASTATIONARY007IE | -
STAD001NA00000 | Stationary | BOX FILE | STA | D | 001 | NA | 000 | 00 |  |  | Nos | [5 empty] | STASTATIONARY008NA | -
STAE001NA00000 | Stationary | ROOM FRESHNER | STA | E | 001 | NA | 000 | 00 |  |  | Nos | [5 empty] | STASTATIONARY009NA | -
STAF001NA00000 | Stationary | PAPER CUTTER BIG 18 MM | STA | F | 001 | NA | 000 | 00 |  |  | Nos | [5 empty] | STASTATIONARY010NA | -
STAG001NA00000 | Stationary | CD COVER | STA | G | 001 | NA | 000 | 00 |  |  | Nos | [5 empty] | STASTATIONARY011NA | -
STAI001NA00000 | Stationary | CELLOTAPE DISPENSER B | STA | I | 001 | NA | 000 | 00 |  |  | Nos | [5 empty] | STASTATIONARY012NA | -
STAJ001NA00000 | Stationary | ARTLINE PRINT MARKER | STA | J | 001 | NA | 000 | 00 |  |  | Nos | [5 empty] | STASTATIONARY013NA | -
STAK001NA00000 | Stationary | A4 PRINT PAPER 70 GSM | STA | K | 001 | NA | 000 | 00 |  |  | Nos | [5 empty] | STASTATIONARY014NA | -
STAA003NA00600 | Stationary | CIMCON-66A LABEL STICKER | STA | A | 003 | NA | 006 | 00 |  |  | Nos | [5 empty] | STASTATIONARY017NA | -
STAA003NA00700 | Stationary | CIMCON-66A LABEL STICKER | STA | A | 003 | NA | 007 | 00 |  |  | Nos | [5 empty] | STASTATIONARY018NA | -
STAJ001NA01500 | Stationary | Cable tag 75*30mm size | STA | J | 001 | NA | 015 | 00 |  |  | Nos | [5 empty] | STASTATIONARY020NA | -
STAL001NA00000 | Stationary | Table Chair | STA | L | 001 | NA | 000 | 00 |  |  | Nos | [5 empty] | STASTATIONARY021NA | -
TOOM001MA00100 | Tools | MULTIMETER DMM 830L | TOO | M | 001 | MA | 001 | 00 |  |  | Nos | [5 empty] | TOTOOLS014MA | -
TOOT002NA00000 | Tools | SCREW DRIVER | TOO | T | 002 | NA | 000 | 00 |  |  | Nos | [5 empty] | TOTOOLS015NA | -
TOOT002TP00000 | Tools | TAPARIA SCREW DRIVER DETECHEBLE | TOO | T | 002 | TP | 000 | 00 |  |  | Nos | [5 empty] | TOTOOLS004TP | -
TOOT003TP00000 | Tools | TAPARIA TESTER | TOO | T | 003 | TP | 000 | 00 |  |  | Nos | [5 empty] | TOTOOLS005TP | -
TOOT004TP00000 | Tools | TAPARIA PLIER INSULATED | TOO | T | 004 | TP | 000 | 00 |  |  | Nos | [5 empty] | TOTOOLS010TP | -
TOOM001NA00000 | Tools | TC221219/5/1 DIGITAL MULTIMETER (4-1/2 DIGIT (19999 COUNT) | TOO | M | 001 | NA | 000 | 00 |  |  | Nos | [5 empty] | TOTOOLS017NA | -
TOOM006TL00000 | Tools | MEASURING TAPE | TOO | M | 006 | TL | 000 | 00 |  |  | Nos | [5 empty] | TOTOOLS002TL | -
TOOM007TL00000 | Tools | VERNIER CALIPER 0 TO 300 MM | TOO | M | 007 | TL | 000 | 00 |  |  | Nos | [5 empty] | TOTOOLS003TL | -
TOOM001ME00000 | Tools | MECO MAKE MULRTIMETER | TOO | M | 001 | ME | 000 | 00 |  |  | Nos | [5 empty] | TOTOOLS001ME | -
TOOT008NA00000 | Tools | HAMMER | TOO | T | 008 | NA | 000 | 00 |  |  | Nos | [5 empty] | TOTOOLS006NA | -
TOOT009NA00000 | Tools | CRIMPING TOOLS | TOO | T | 009 | NA | 000 | 00 |  |  | Nos | [5 empty] | TOTOOLS007NA | -
TOOA001HI00000 | Tools | Safety shoes | TOO | A | 001 | HI | 000 | 00 |  |  | Nos | [5 empty] | TOTOOLS011HI | -
TOOA002UN00000 | Tools | Safety Helmet | TOO | A | 002 | UN | 000 | 00 |  |  | Nos | [5 empty] | TOTOOLS012UN | 2
TOOA003ST00000 | Tools | SAFETY GOOGLES | TOO | A | 003 | ST | 000 | 00 |  |  | Nos | [5 empty] | TOTOOLS013ST | -
TOOT009ST00000 | Tools | Crimping Tool Smarat -16 | TOO | T | 009 | ST | 000 | 00 |  |  | Nos | [5 empty] | TOTOOLS018ST | -
TOOT011TP00000 | Tools | ALLEN KEY SET | TOO | T | 011 | TP | 000 | 00 |  |  | Nos | [5 empty] | TOTOOLS019TP | -
TOOT008NA00001 | Tools | 6.5 mm Bit (For Hammer) | TOO | T | 008 | NA | 000 | 01 |  |  | Nos | [5 empty] | TOTOOLS020NA | -
TOOT008NA00002 | Tools | 10 mm Bit (For Hammer) | TOO | T | 008 | NA | 000 | 02 |  |  | Nos | [5 empty] | TOTOOLS021NA | -
TOOT008NA00003 | Tools | 11.5 mm Bit (For Hammer) | TOO | T | 008 | NA | 000 | 03 |  |  | Nos | [5 empty] | TOTOOLS022NA | -
TOOM012NA00000 | Tools | Megger | TOO | M | 012 | NA | 000 | 00 |  |  | Nos | [5 empty] | TOTOOLS023NA | -
TOOM013NA00000 | Tools | Noice meter | TOO | M | 013 | NA | 000 | 00 |  |  | Nos | [5 empty] | TOTOOLS024NA | -
TOOM014NA00000 | Tools | Temperature meter | TOO | M | 014 | NA | 000 | 00 |  |  | Nos | [5 empty] | TOTOOLS025NA | -
TOOT005TP00000 | Tools | WIRE STRIPPER TAPARIA | TOO | T | 005 | TP | 000 | 00 |  |  | Nos | [5 empty] | TOTOOLS016TP | -
TOOT005NA00000 | Tools | WIRE STRIPPER STANDARD | TOO | T | 005 | NA | 000 | 00 |  |  | Nos | [5 empty] | TOTOOLS008NA | -
MISA001SC00000 | Unique Code | PLC SYSTEM FOR BANGALORE PROJECT-CUSTOMISED SET CPU, IO MODULES ETC. | MIS | A | 001 | SC | 000 | 00 |  |  | Mtr | [5 empty] | MISPLCSYSTEMSC | -
MISA002SC00000 | Unique Code | HR BK OHT 1 PLC PANEL | MIS | A | 002 | SC | 000 | 00 |  |  | Mtr | [5 empty] | MISHRBKOHT1SC | -
MISA003SC00000 | Unique Code | HR BK OHT 2 PLC PANEL | MIS | A | 003 | SC | 000 | 00 |  |  | Mtr | [5 empty] | MISHRBKOHT2SC | -
MISA004SC00000 | Unique Code | MIMIC PANEL NORNA ZONE | MIS | A | 004 | SC | 000 | 00 |  |  | Mtr | [5 empty] | MISMIMICSC | -
MISA005SC00000 | Unique Code | PLC CONTROL PANEL-3 FOR SOUNA ZONE | MIS | A | 005 | SC | 000 | 00 |  |  | Mtr | [5 empty] | MISUNIQUECODE002SC | -
MISA006SC00000 | Unique Code | PLC CONTROL PANEL-4 FOR SOUNA ZONE | MIS | A | 006 | SC | 000 | 00 |  |  | Mtr | [5 empty] | MISPLCPANEL4SA | -
MISA007SC00000 | Unique Code | PLC CONTROL PANEL-5 FOR SOUNA ZONE | MIS | A | 007 | SC | 000 | 00 |  |  | Mtr | [5 empty] | MISPLCPANEL5SA | -
MISA008SC00000 | Unique Code | MIMIC+PLC CONTROL PANLE FOR SOUNA ZONE-1 | MIS | A | 008 | SC | 000 | 00 |  |  | Mtr | [5 empty] | MISPLCMIMICPANEL1SA | -
MISA009SC00000 | Unique Code | MIMIC+PLC CONTROL PANLE FOR SOUNA ZONE-2 | MIS | A | 009 | SC | 000 | 00 |  |  | Mtr | [5 empty] | MISPLCMIMICPANEL2SA | -
MISB001SA00000 | Unique Code | TW WINA 15 KW SOFT STARTER, APR AND 3 NOS. ACT PANEL | MIS | B | 001 | SA | 000 | 00 |  |  | Mtr | [5 empty] | MISUNIQUECODE003SA | -
MISB002SA00000 | Unique Code | ZPS PANEL WINA 3 NOS. 42 KW SOFT STARTER, APR AND 4 NOS. ACT. PANEL | MIS | B | 002 | SA | 000 | 00 |  |  | Mtr | [5 empty] | MISUNIQUECODE004SA | -
MISB010SA00000 | Unique Code | 6 CHANNEL PSU PANEL FOR AFIC | MIS | B | 010 | SA | 000 | 00 |  |  | Mtr | [5 empty] | MIS6CHNLPSUPANELSA | -
MISB011SA00000 | Unique Code | 8 CHANNEL PSU PANEL FOR AFIC | MIS | B | 011 | SA | 000 | 00 |  |  | Mtr | [5 empty] | MIS8CHNLPSUPANELSA | -
MISB003SA00000 | Unique Code | ZPS PANEL WINA 3 NOS. 22 KW SOFT STARTER, APR AND 4 NOS. ACT. PANEL | MIS | B | 003 | SA | 000 | 00 |  |  | Mtr | [5 empty] | MISZPS3NO22KWSOFTSA | -
MISB004SA00000 | Unique Code | ZPS PANEL WINA 3 NOS. 15 KW SOFT STARTER, APR AND 3 NOS. ACT. PANEL | MIS | B | 004 | SA | 000 | 00 |  |  | Mtr | [5 empty] | MISZPS3NO15KWSOFTSA | -
MISB012NA00000 | Unique Code | RTU Panel wiNA EM Meter | MIS | B | 012 | NA | 000 | 00 |  |  | Nos | [5 empty] | MISRTUPANELEMMTRSA | -
MISB013NA00000 | Unique Code | Energy meter panel For TCL | MIS | B | 013 | NA | 000 | 00 |  |  | Nos | [5 empty] | MISEMPNLTCLNA | -
MISC014BA00000 | Unique Code | WOODEN BOX FOR EXPORT | MIS | C | 014 | BA | 000 | 00 |  |  | Nos | [5 empty] | MISPACKWOODENBOXBA | -
MISD001SA00000 | Unique Code | ADDTIONAL MATERIAL IN PANEL | MIS | D | 001 | SA | 000 | 00 |  |  | Job | [5 empty] | MISADDITONALMATSA | -
MISD002SA00000 | Unique Code | TRAFOLITE TAG | MIS | D | 002 | SA | 000 | 00 |  |  | Nos | [5 empty] | MISTRAFSA | -
MISD003SA00000 | Unique Code | SHORT LINKS | MIS | D | 003 | SA | 000 | 00 |  |  | Nos | [5 empty] | MISSHORTSA | -
MISA004SC00100 | Unique Code | TM241CE40U | MIS | A | 004 | SC | 001 | 00 |  |  | Nos | [5 empty] | TM241CE40U | -
MISA005SC00200 | Unique Code | TM3DQ8TG, MODULE OUTPNP SPRG | MIS | A | 005 | SC | 002 | 00 |  |  | Nos | [5 empty] | TM3DQ8TG | -
MISA007SC00400 | Unique Code | 24 CHANNEL MIX MODULE, PART NO: TM3DMM24R | MIS | A | 007 | SC | 004 | 00 |  |  | Nos | [5 empty] | TM3DMM24R | -
MISA007SC00500 | Unique Code | TM3DI8G , 24 CHANNEL MIX MODULE | MIS | A | 007 | SC | 005 | 00 |  |  | Nos | [5 empty] | TM3DI8GSC | -
MISA005SA00000 | Unique Code | PLC CONTROL PANEL-1 FOR SOUNA ZONE | MIS | A | 005 | SA | 000 | 00 |  |  | Nos | [5 empty] | MISPLCPANEL1SA | -
MISA006SA00000 | Unique Code | PLC CONTROL PANEL-2 FOR SOUNA ZONE | MIS | A | 006 | SA | 000 | 00 |  |  | Nos | [5 empty] | MISPLCPANEL2SA | -
MISA007SA00000 | Unique Code | PLC CONTROL PANEL-6 FOR NORNA ZONE | MIS | A | 007 | SA | 000 | 00 |  |  | Nos | [5 empty] | MISPLCPANEL6SA | -
MISA008SA00000 | Unique Code | PLC CONTROL PANEL-7 FOR NORNA ZONE | MIS | A | 008 | SA | 000 | 00 |  |  | Nos | [5 empty] | MISPLCPANEL7SA | -
MISA009SA00000 | Unique Code | PLC CONTROL PANEL-8 FOR NORNA ZONE | MIS | A | 009 | SA | 000 | 00 |  |  | Nos | [5 empty] | MISPLCPANEL8SA | -
MISA010SA00000 | Unique Code | PLC CONTROL PANEL-9 FOR NORNAZONE | MIS | A | 010 | SA | 000 | 00 |  |  | Nos | [5 empty] | MISPLCPANEL9SA | -
MISA000SC00600 | Unique Code | TM3DI16G, 32 CHANNEL DIGITAL INPUT MODULE | MIS | A | 000 | SC | 006 | 00 |  |  | Nos | [5 empty] | TM3DI16G | -
MISA000SC00700 | Unique Code | TM3DI32K, 8 CHANNEL DIGITAL INPUT MODULE | MIS | A | 000 | SC | 007 | 00 |  |  | Nos | [5 empty] | TM3DI32K | -
MISA000SC00800 | Unique Code | TM3DM24RG , (16DI/8DO), 24 MIX MODULE | MIS | A | 000 | SC | 008 | 00 |  |  | Nos | [5 empty] | TM3DM24RG | -
MISA000SC01000 | Unique Code | EXTENSION, FREE WIRE- TWDFCW30K | MIS | A | 000 | SC | 010 | 00 |  |  | Nos | [5 empty] | TWDFCW30K | -
MISD009SC01100 | Unique Code | 220V AC COIL FOR CONTACTOR SCHNEIDER MAKE | MIS | D | 009 | SC | 011 | 00 |  |  | Mtr | [5 empty] | MISACCOILCONTRACTORSC | -
MISD010LT00000 | Unique Code | ROTARY HANDEL FOR MCCB L&T MAKE | MIS | D | 010 | LT | 000 | 00 |  |  | Nos | [5 empty] | MISROTARYHANDLELT | -
MISB011NS00000 | Unique Code | CONTROL PANEL-8 36LT CDRS PH (42) | MIS | B | 011 | NS | 000 | 00 |  |  | Nos | [5 empty] | MISCNTRLPANEL8CDRSNS | -
MISB012NS00000 | Unique Code | CONTROL PANEL -5 NAD MAIN PH(39) | MIS | B | 012 | NS | 000 | 00 |  |  | Nos | [5 empty] | MISCNTRLPNL5NADNS | -
MISB013NS00000 | Unique Code | CONTROL PANEL -13 CHUNABHATTI NEW PH (47A) | MIS | B | 013 | NS | 000 | 00 |  |  | Nos | [5 empty] | MISCNTRLPNL13NS | -
MISB014NS00000 | Unique Code | CONTROL PANEL -14 QUERY PH (47B) | MIS | B | 014 | NS | 000 | 00 |  |  | Nos | [5 empty] | MISCNTRLPNL14NS | -
MISB015NS00000 | Unique Code | CONTROL PANEL -9 RENU PH (43) | MIS | B | 015 | NS | 000 | 00 |  |  | Nos | [5 empty] | MISCNTRLPNL9NS | -
MISB016NS00000 | Unique Code | CONTROL PANEL -10 MAP SAILORS PH (44) | MIS | B | 016 | NS | 000 | 00 |  |  | Nos | [5 empty] | MISCNTRLPNL10NS | -
MISB017NS00000 | Unique Code | CONTROL PANEL -6 150RL PH (40) | MIS | B | 017 | NS | 000 | 00 |  |  | Nos | [5 empty] | MISCNTRLPNL06NS | -
MISB018NS00000 | Unique Code | CONTROL PANEL -1 TUNIR PH (36) | MIS | B | 018 | NS | 000 | 00 |  |  | Mtr | [5 empty] | MISCNTRLPNL01NS | -
MISB019NS00000 | Unique Code | CONTROL PANEL -2 STATION MES (37A) | MIS | B | 019 | NS | 000 | 00 |  |  | Nos | [5 empty] | MISCNTRLPNL02NS | -
MISB020NS00000 | Unique Code | CONTROL PANEL -3 300 RL PH (37B) | MIS | B | 020 | NS | 000 | 00 |  |  | Nos | [5 empty] | MISCNTRLPNL03NS | -
MISB021NS00000 | Unique Code | CONTROL PANEL -4 MANGERA PH (38) | MIS | B | 021 | NS | 000 | 00 |  |  | Nos | [5 empty] | MISCNTRLPNL04NS | -
MISB022NS00000 | Unique Code | CONTROL PANEL -11 OLD CHUNABHATTI (45) | MIS | B | 022 | NS | 000 | 00 |  |  | Nos | [5 empty] | MISCNTRLPNL11NS | -
MISB023NS00000 | Unique Code | CONTROL PANEL -12 84 LEADING (46) | MIS | B | 023 | NS | 000 | 00 |  |  | Nos | [5 empty] | MISCNTRLPNL12NS | -
MISB024NS00000 | Unique Code | CONTROL PANEL -7 NOFRA PH (41) | MIS | B | 024 | NS | 000 | 00 |  |  | Nos | [5 empty] | MISCNTRLPNL7NS | -
MISA025MI00000 | Unique Code | MITSUBISHI PLC SYSTEM-150 RL | MIS | A | 025 | MI | 000 | 00 |  |  | Nos | [5 empty] | MISMITSUPLC150RLMI | -
MISA026MI00000 | Unique Code | MITSUBISHI PLC SYSTEM-NAD MAIN | MIS | A | 026 | MI | 000 | 00 |  |  | Nos | [5 empty] | MISMITSUPLCNADMAINLMI | -
MISA027MI00000 | Unique Code | MITSUBISHI PLC SYSTEM- MANGERA | MIS | A | 027 | MI | 000 | 00 |  |  | Nos | [5 empty] | MISMITSUPLCMANGEMI | -
MISA028MI00000 | Unique Code | MITSUBISHI PLC SYSTEM- STATION MES | MIS | A | 028 | MI | 000 | 00 |  |  | Nos | [5 empty] | MISMITSUPLCMESMI | -
MISA029MI00000 | Unique Code | MITSUBISHI PLC SYSTEM- TUNIR | MIS | A | 029 | MI | 000 | 00 |  |  | Nos | [5 empty] | MISMITSUPLCTUNIRMI | -
MISA030MI01200 | Unique Code | FX5U-64MT/ESS-BS PLC | MIS | A | 030 | MI | 012 | 00 |  |  | Nos | [5 empty] | MISMITSUPLCFX5U64MTMI | -
MISA011MI01300 | Unique Code | FX3U-32BL BATTERY | MIS | A | 011 | MI | 013 | 00 |  |  | Nos | [5 empty] | FX3U-32BL | -
MODF000TE00005 | Unique Code | COMPACT DIN RAIL KIT MOUNTING STANDARD:35MM DIN RAIL | MOD | F | 000 | TE | 000 | 05 |  |  | Nos | [5 empty] | MISCOMPACTDINRAILTE | -
MISF001CH00000 | Unique Code | SODIYAM HYPOCHLORIDE FOR CHLORINE TESTING AT SAKAR IV LAB | MIS | F | 001 | CH | 000 | 00 |  |  | Nos | [5 empty] | MISSODIUMHYPOCHLORCH | -
MISF002CH00000 | Unique Code | DISTILLED WATER FOR TURBIDITY TESTING AT SAKAR IV LAB | MIS | F | 002 | CH | 000 | 00 |  |  | Nos | [5 empty] | MISDISTILLEDWATERCH | -
MISF003CH00000 | Unique Code | MAGNETIC STIRRER WINA HOTPLATE 2 LTR | MIS | F | 003 | CH | 000 | 00 |  |  | Nos | [5 empty] | MISMAGNETICSTIRRERCH | -
MISF004CH00000 | Unique Code | MAGNET PTFE | MIS | F | 004 | CH | 000 | 00 |  |  | Nos | [5 empty] | MISMAGNETPFECH | -
MISF005DP00000 | Unique Code | GRAD.PIPETTE 10 ML LALCO | MIS | F | 005 | DP | 000 | 00 |  |  | Nos | [5 empty] | MISGRADPIPETTE10MLDP | -
MISF006DP00000 | Unique Code | CONICAL 250 ML | MIS | F | 006 | DP | 000 | 00 |  |  | Nos | [5 empty] | MISCONICAL250MLDP | -
MISF007DP00000 | Unique Code | CONICAL 500 ML | MIS | F | 007 | DP | 000 | 00 |  |  | Nos | [5 empty] | MISCONICAL500MLDP | -
MISF008DP00000 | Unique Code | CONICAL 1000 ML | MIS | F | 008 | DP | 000 | 00 |  |  | Nos | [5 empty] | MISCONICAL1000MLDP | -
MISF009DP00000 | Unique Code | BEAKER 500 ML LALCO | MIS | F | 009 | DP | 000 | 00 |  |  | Nos | [5 empty] | MISBEAKER500MLDP | -
MISF010DP00000 | Unique Code | BEAKER 1000 ML LALCO | MIS | F | 010 | DP | 000 | 00 |  |  | Nos | [5 empty] | MISBEAKER1000MLDP | -
MISF011SH00000 | Unique Code | SENSOR TESTING ADOPTER FOR HPT | MIS | F | 011 | SH | 000 | 00 |  |  | Nos | [5 empty] | MISSENSORTESTINGSH | -
MISF012CH00000 | Unique Code | 4000 NTU SOLUTION STANDARD | MIS | F | 012 | CH | 000 | 00 |  |  | Nos | [5 empty] | MIS4000NTUSOLUTIONCH | -
MISG101PB00000 | Unique Code | PREELAM BOARD WOODEM | MIS | G | 101 | PB | 000 | 00 |  |  | Nos | [5 empty] | MISPREELAMBOARDWOODEMPB | -
MISH001SP00000 | Unique Code | TROLLY FOR LEVEL SENSOR TESTING WINA STAND AND TRANSPORTAION | MIS | H | 001 | SP | 000 | 00 |  |  | Nos | [5 empty] | MISTROLLEYSP | -
MISF013KR00000 | Unique Code | RO WATER PUMP WINA PU WHITE PIPE FOR LAB TESTING AT SAKAR | MIS | F | 013 | KR | 000 | 00 |  |  | Nos | [5 empty] | MISROWATERPUMPPUKE | -
MISI001MS01400 | Unique Code | PROCESS INDICATOR | MIS | I | 001 | MS | 014 | 00 |  |  | Nos | [5 empty] | MISPROCESSINDICATORMS | -
MISE001SR00000 | Unique Code | 12V40WATT SOLAR PANEL | MIS | E | 001 | SR | 000 | 00 |  |  | Nos | [5 empty] | MIS12V40WATTSR | -
MISJ001AZ01500 | Unique Code | AIR TEMP,WIND SPEED,SOLAR RADIATION,RAIN GAUGE,AIR PRESSURE -WEANAER SENSOR | MIS | J | 001 | AZ | 015 | 00 |  |  | Nos | [5 empty] | MISWEATHERSTATIONAZ | -
MISK001JA01600 | Unique Code | SOLID SHAFT ENCODER | MIS | K | 001 | JA | 016 | 00 |  |  | Nos | [5 empty] | MISSOLIDSOFTENCODJA | 256
MISD012BE00000 | Unique Code | BE/SR O RING 67X7 | MIS | D | 012 | BE | 000 | 00 |  |  | Nos | [5 empty] | MISBESRORINGBE | -
MISL013MI01700 | Unique Code | FX5-4AD-ADP-BS | MIS | L | 013 | MI | 017 | 00 |  |  | Nos | [5 empty] | FX5-4AD-ADP-BS | -
MISD014MI01800 | Unique Code | SW1DNDING-GXW3-E , PLC SOFTWARE | MIS | D | 014 | MI | 018 | 00 |  |  | Nos | [5 empty] | SW1DNDING-GXW3-E | -
MISM001EN01900 | Unique Code | WEIGHING SCALE | MIS | M | 001 | EN | 019 | 00 |  |  | Nos | [5 empty] | MISELECTWEIGH100KGEN | -
MISN001XY02001 | Unique Code | SL-1500 - 20 m - XYLEM SONETEK MAKE ADVM- WTIH 10 METER CABLE | MIS | N | 001 | XY | 020 | 01 |  |  | Nos | [5 empty] | MISXYLEMSL1500XY | -
MISN001XY02101 | Unique Code | SL-500 - 20-120 m - XYLEM SONETEK MAKE ADVM WINA 10 METER CABLE | MIS | N | 001 | XY | 021 | 01 |  |  | Nos | [5 empty] | MISXYLEMSL0500XY | -
MISE003MT00000 | Unique Code | 100 WATT SOLAR PLATE MICROTEK WINA 12 V/40AH OKAYA BATTERY | MIS | E | 003 | MT | 000 | 00 |  |  | Nos | [5 empty] | MIS100WSOLARMT | -
MISB015PT00000 | Unique Code | ZPS PANEL WINA 3 NOS. 62 KW SOFT STARTER, APR AND 5 NOS. ACT. PANEL | MIS | B | 015 | PT | 000 | 00 |  |  | Nos | [5 empty] | MISZPS62KWSOFTPT | -
MISH003KI00000 | Unique Code | ALUMINUM FABRICATED LADDER FOR ADVM SENSOR | MIS | H | 003 | KI | 000 | 00 |  |  | Nos | [5 empty] | MISALUMFABADVMKI | -
MISH004KI00000 | Unique Code | DAM GATE DESIGN FABRICATION STRUCTURE | MIS | H | 004 | KI | 000 | 00 |  |  | Nos | [5 empty] | MISDAMGATESTRUCKI | -
MISP042MT00000 | Unique Code | Microtek 12V/40AH Battery | MIS | P | 042 | MT | 000 | 00 |  |  | Mtr | [5 empty] | MISMICROTEK12V40AHMT | -
MISA041MI02200 | Unique Code | 16 Channel Transistor output (source) extension block (DI module) | MIS | A | 041 | MI | 022 | 00 |  |  | Nos | [5 empty] | MIS16CHOUTPUTMI | -
MISP043MT00000 | Unique Code | Microtek 12V/40AH Battery | MIS | P | 043 | MT | 000 | 00 |  |  | Nos | [5 empty] | MISMICROTEK12V75AHMT | -
MISD001HG02300 | Unique Code | Automatic changeover (switch) AND Current Limiter | MIS | D | 001 | HG | 023 | 00 |  |  | Nos | [5 empty] | MISAUTOCHANGEEL | -
MISO000MT00000 | Unique Code | Microtek Solar Inverter | MIS | O | 000 | MT | 000 | 00 |  |  | Nos | [5 empty] | MISMICROTEKSOLARMT | -
MISH005RS00000 | Unique Code | PRE FABRICATED CABIN 6 X 6 X 8 FT | MIS | H | 005 | RS | 000 | 00 |  |  | Nos | [5 empty] | MISFABRICATED6X6X8RS | -
MISP051EX00000 | Unique Code | 12V/18 AH BATTERY EXIDE MAKE | MIS | P | 051 | EX | 000 | 00 |  |  | Nos | [5 empty] | MIS12V18AHBATTERYEX | -
MISH006NA00000 | Unique Code | FABRICATE ROUND MS PLATE FOR CAMERA JB | MIS | H | 006 | NA | 000 | 00 |  |  | Nos | [5 empty] | MISMSPLATECAMERAJBNA | -
MISD001EL00000 | Unique Code | EMI filter, 20A (reduce electromagnetic interference) | MIS | D | 001 | EL | 000 | 00 |  |  | Nos | [5 empty] | MISEMIFILTER20AEL | -
MIS0004LU50000 | Unique Code | SOLAR CHARGER 10AMP | MIS | 0 | 004 | LU | 500 | 00 |  |  | Nos | [5 empty] | MISSOLAR10AMPLU | -
MISI002MS01400 | Unique Code | ess | MIS | I | 002 | MS | 014 | 00 |  |  | Nos | [5 empty] | MISPROCESSINDICATOR1MS | -
MISV004NA00000 | Unique Code | ISOLATION TRANSFORMER 2KVA | MIS | V | 004 | NA | 000 | 00 |  |  | Nos | [5 empty] | MISISOTRF2KVANA | -
MISR065NA00000 | Unique Code | Mobile Phone | MIS | R | 065 | NA | 000 | 00 |  |  | Nos | [5 empty] | MISMOBILEPHONENA | -
MISV005NA00000 | Unique Code | Isolation transformer | MIS | V | 005 | NA | 000 | 00 |  |  | Nos | [5 empty] | MISISOLATIONXMERNA | -
MISX000NA00000 | Unique Code | Street Light Pole with Installation accessories | MIS | X | 000 | NA | 000 | 00 |  |  | Nos | [5 empty] | MISSTREETLIGHTPOLENA | -
MISZ00100000 | Unique Code | 1.5 sqmm2 core+1.5sqmm 4core+1.5sqmm 10core+1'Conduit Pipe+1.5"Conduit Pipe +relay+lugs | MIS | Z | 001 | 00 | 000 |  |  |  | Nos | [5 empty] | MIS1.5SQMMST | -
MISD016NA00003 | Unique Code | GI Accessories 1" , 1/2" , 3/4' Nipple, 1", 1/2", 3/4" Elbow, 1", 1/2", 3/4" Tee, 1",1/2",3/4" Union, Hex nipple, Bush etc.) | MIS | D | 016 | NA | 000 | 03 |  |  | Nos | [5 empty] | MISGIACCNIPPNA | -
MISI001MS02400 | Unique Code | Signal Isolator indicator (4-20mA Input 1nos. and 4-20mA output 2 nos. | MIS | I | 001 | MS | 024 | 00 |  |  | Nos | [5 empty] | MI-532 | -
MISR099HP00000 | Unique Code | Intel Core i7, latest Generation or Higher , Keyboad , 21"LED and 42" LED monitor | MIS | R | 099 | HP | 000 | 00 |  |  | Nos | [5 empty] | MISI7HP21LEDHP | -
MISR000NA00000 | Unique Code | VMS Software, HDD 1TB, NVR, POE switch, DVR rack and camera and switch mounting box. | MIS | R | 000 | NA | 000 | 00 |  |  | Nos | [5 empty] | MISVMSHDD1TBNVRNA | -
MISA125CI00000 | Unique Code | PLC based Automation Panel suitable for control and monitoring for Sankar Vihar Pump House | MIS | A | 125 | CI | 000 | 00 |  |  | Nos | [5 empty] | MISPLACAUTOSANKARCI | -
MISA126CI00000 | Unique Code | PLC based Automation Panel suitable for control and monitoring for OLD VRC Pump House | MIS | A | 126 | CI | 000 | 00 |  |  | Nos | [5 empty] | MISPLACAUTOOLDVRCCI | -
MISA127CI00000 | Unique Code | PLC based Automation Panel suitable for control and monitoring for NEW VRC Pump House | MIS | A | 127 | CI | 000 | 00 |  |  | Nos | [5 empty] | MISPLACAUTONEWVRCCI | -
MISA128CI00000 | Unique Code | PLC based Automation Panel suitable for control and monitoring for Yoginder Pump House | MIS | A | 128 | CI | 000 | 00 |  |  | Nos | [5 empty] | MISPLACAUTOYOGINDERCI | -
MISA129CI00000 | Unique Code | PLC based Automation Panel suitable for control and monitoring for Anuj Vihar Pump House | MIS | A | 129 | CI | 000 | 00 |  |  | Nos | [5 empty] | MISPLACAUTOANUJCI | -
MISA130CI00000 | Unique Code | PLC based Automation Panel suitable for control and monitoring for Vikram Vihar Pump House | MIS | A | 130 | CI | 000 | 00 |  |  | Nos | [5 empty] | MISPLACAUTOVIKRAMCI | -
MISA131CI00000 | Unique Code | PLC based Automation Panel suitable for control and monitoring for Nodal Point-1 Pump House | MIS | A | 131 | CI | 000 | 00 |  |  | Nos | [5 empty] | MISPLACAUTONODALPTCI | -
MISR001NA00000 | Unique Code | INTEL XEON Processor / Latest,DDR4 DIMMs at up to 2400 MT/s 12 DIMM: 128 GB, 4*1.2TB Raid with Server rack mounting | MIS | R | 001 | NA | 000 | 00 |  |  | Nos | [5 empty] | MISINTELXEONRACKNA | -
MISQ025NG00000 | Unique Code | WTP Filter Bed panel , RTU, SPD, ARR with 3 phase valve operation for 3 nos. and 5 nos. valve provision. | MIS | Q | 025 | NG | 000 | 00 |  |  | Nos | [5 empty] | MISWTPFILTERRTUSPDARR3PHNG | -
MIST002PO00000 | Unique Code | 1 Sq.mm 2C+ 1.5 Sq.mm 3C+ 4Cx 4 Sq.mm+1Sq.mm 5C and 1 Sq.mm 7 C cable | MIS | T | 002 | PO | 000 | 00 |  |  | Nos | [5 empty] | MIS1SQ1.5SQ3C4C4SQMMPO | -
MISD017NA00000 | Unique Code | Cost of Installation, Armoured power cable, Motor and controliing Flexible Cable with required accessories Gland, tray, pipes & integration of actuators, Flow meters and Other instruments | MIS | D | 017 | NA | 000 | 00 |  |  | Nos | [5 empty] | MISINSTALLTIONNA | -
MISA200NA00000 | Unique Code | RTU with panel with UPS compatible WTP panel | MIS | A | 200 | NA | 000 | 00 |  |  | Nos | [5 empty] | MISRTUPANELUPSCOMPNA | -
MISD207NA00000 | Unique Code | Split AC 1.5 Ton (air conditioner) with stabilizer | MIS | D | 207 | NA | 000 | 00 |  |  | Nos | [5 empty] | MISSPLITAC1.5TONNA | -
MISB026KR00000 | Unique Code | Compact panel 1) ULT (0-10Mtr)(2) PT 0-16 Bar -05 nos. (3) EM- 8 Nos. (4) Copper cable 2C, 6C and 10 c x 1.5, sq mm etc. (Lot) | MIS | B | 026 | KR | 000 | 00 |  |  | Nos | [5 empty] | MISSPARESOLARKR | -
MISA017NA00000 | Unique Code | 400 RL PLC PANLE outdoor type (for 9 Nos AT Valve and 1 Nos. ULT ) | MIS | A | 017 | NA | 000 | 00 |  |  | Nos | [5 empty] | MIS400RLPLCPNELNA | -
MISAC000CI00000 | Unique Code | Mini RTU+Energy meter+AC Relay with Base+ DC Relay with Base | MIS | A | C00 | 0C | I00 | 00 |  |  | Nos | [5 empty] | MISRTU1KEMACRELAYCI | -
MISO004LU00000 | Unique Code | Solar battery charger , 10A@12V/24V DC | MIS | O | 004 | LU | 000 | 00 |  |  | Nos | [5 empty] | MISSOLAR10AMP12/24DCLU | -
MISA000CI00000 | Unique Code | 4204 Flow meter panel | MIS | A | 000 | CI | 000 | 00 |  |  | Nos | [5 empty] | MISFLOWMTRCI | -
MISA027KR00000 | Unique Code | 5268 LCC Kapadvanj | MIS | A | 027 | KR | 000 | 00 |  |  | Nos | [5 empty] | MISLCCKAPADKR | -
MISS000BL00000 | Unique Code | Cyber Security Audit (Web Scada Software Cert in Audit) | MIS | S | 000 | BL | 000 | 00 |  |  | Nos | [5 empty] | MISWEBSCADACERTBL | -
MISA210SC02600 | Unique Code | PLC for Intake well- 4203 | MIS | A | 210 | SC | 026 | 00 |  |  | Nos | [5 empty] | MISPLCINTAKESC | -
MISA211SC02600 | Unique Code | PLC for CWPH- 4203 | MIS | A | 211 | SC | 026 | 00 |  |  | Nos | [5 empty] | MISPLCCWPHSC | -
MISA212SC02600 | Unique Code | PLC for Filter House-1 - 4203 | MIS | A | 212 | SC | 026 | 00 |  |  | Nos | [5 empty] | MISPLCFILTERHOU1SC | -
MISA213SC02600 | Unique Code | PLC Panel Filterl House-2 - 4203 | MIS | A | 213 | SC | 026 | 00 |  |  | Nos | [5 empty] | MISPLCFILTERHOU2SC | -
MISA214SC02600 | Unique Code | PLC Panel Filterl House-3 - 4203 | MIS | A | 214 | SC | 026 | 00 |  |  | Nos | [5 empty] | MISPLCFILTERHOU3SC | -
MISA215SC02600 | Unique Code | PLC Panel Filterl House-4 - 4203 | MIS | A | 215 | SC | 026 | 00 |  |  | Nos | [5 empty] | MISPLCFILTERHOU4SC | -
MISA216SC02600 | Unique Code | PLC for chemical house - 4203 | MIS | A | 216 | SC | 026 | 00 |  |  | Nos | [5 empty] | MISPLCCHEMICALSC | -
MISA217SC02600 | Unique Code | PLC for chlorination- 4203 | MIS | A | 217 | SC | 026 | 00 |  |  | Nos | [5 empty] | MISPLCCHLORINESC | -
MISA218SC02600 | Unique Code | PLC for DG set - 4203 | MIS | A | 218 | SC | 026 | 00 |  |  | Nos | [5 empty] | MISPLCDGSETSC | -
MISD018NA00000 | Unique Code | SC simplex coupler adapter (Fiber accessories) | MIS | D | 018 | NA | 000 | 00 |  |  | Nos | [5 empty] | MISSIMPLEXADAPTNA | -
MISD019NA00000 | Unique Code | Adapter panel complete (Fiber Accessories) | MIS | D | 019 | NA | 000 | 00 |  |  | Nos | [5 empty] | MISADAPTERPANELNA | -
MISD208CI00000 | Unique Code | VIBit Wi-Fi VIBit Tr-Axial Vibration, temp and audio sensor | MIS | D | 208 | CI | 000 | 00 |  |  | Job | [5 empty] | MISVIBITTRIXCI | -
MISI003MS00000 | Unique Code | Transducer AC to DC | MIS | I | 003 | MS | 000 | 00 |  |  | Job | [5 empty] | MISTRANSDUCERMS | -
MISD020RI00000 | Unique Code | RD6018W DC Power Supply Variable Adjustable Module Buck Converter Voltmeter Multimeter 60V 18A 1080W- RD6018- RS2723 | MIS | D | 020 | RI | 000 | 00 |  |  | Job | [5 empty] | MISPOWERSUPPLYVARIABLERI | -
MISD089NG00000 | Unique Code | 25 HP VFD, Enclosure panel with accessories | MIS | D | 089 | NG | 000 | 00 |  |  | Job | [5 empty] | MIS25HPVFDCI | -
MISF014ER00000 | Unique Code | Amperometric Sensor Fill Solution PN 224007 125 ML | MIS | F | 014 | ER | 000 | 00 |  |  | Nos | [5 empty] | MISSENSORFILL224007ER | -
MISW001NA00000 | Unique Code | Old unserviceable sluice valve of size 300mm | MIS | W | 001 | NA | 000 | 00 |  |  | Nos | [5 empty] | MISOLDUNSERVICESLUICE300NA | -
MISW002NA00000 | Unique Code | Old unserviceable sluice valve of size 250/200mm | MIS | W | 002 | NA | 000 | 00 |  |  | Nos | [5 empty] | MISOLDUNSERVICESLUICE250NA | -
MISW003NA00000 | Unique Code | Old unserviceable sluice valve of size 150mm | MIS | W | 003 | NA | 000 | 00 |  |  | Nos | [5 empty] | MISOLDUNSERVICESLUICE150NA | -
MISW004NA00000 | Unique Code | Old unserviceable sluice valve of size 80mm | MIS | W | 004 | NA | 000 | 00 |  |  | Nos | [5 empty] | MISOLDUNSERVICESLUICE80NA | -
MISP002ST00000 | Unique Code | 65Ah Battery tubular typer | MIS | P | 002 | ST | 000 | 00 |  |  | Nos | [5 empty] | MISBATT65AHST | -
MISE005NA00000 | Unique Code | 10 KW Solar plate | MIS | E | 005 | NA | 000 | 00 |  |  | Nos | [5 empty] | MIS10KWSOLARNA | -
MISE006NA00000 | Unique Code | 15 KW Solar plate | MIS | E | 006 | NA | 000 | 00 |  |  | Nos | [5 empty] | MIS15KWSOLARNA | -
MISE007NA00000 | Unique Code | 20 KW Solar plate | MIS | E | 007 | NA | 000 | 00 |  |  | Nos | [5 empty] | MIS20KWSOLARNA | -
MISE008NA00000 | Unique Code | 25 KW Solar plate | MIS | E | 008 | NA | 000 | 00 |  |  | Nos | [5 empty] | MIS25KWSOLARNA | -
MISE0010NA00000 | Unique Code | 35 KW Solar plate | MIS | E | 001 | 0N | A00 | 00 |  |  | Nos | [5 empty] | MIS35KWSOLARNA | -
MISE016NA00000 | Unique Code | 60 KW Solar plate | MIS | E | 016 | NA | 000 | 00 |  |  | Nos | [5 empty] | MIS60KWSOLARNA | -
MISE017NA00000 | Unique Code | 70 KW Solar plate | MIS | E | 017 | NA | 000 | 00 |  |  | Nos | [5 empty] | MIS70KWSOLARNA | -
MISU001NA00000 | Unique Code | Net Meter DLMS Compliance , Accuracy .5 x 240, 50Hz, Optic port & RS 232 port | MIS | U | 001 | NA | 000 | 00 |  |  | Nos | [5 empty] | MISNETMETERNA | 3
MISI001NA00000 | Unique Code | Process Indicator input one output two 4 to 20mA , Power Supply 230 V AC operated, Accuracy +-1% of FSD | MIS | I | 001 | NA | 000 | 00 |  |  | Nos | [5 empty] | MISPROCINDICATORNA | -
MISD021NA00000 | Unique Code | 8-Channel Scanner | MIS | D | 021 | NA | 000 | 00 |  |  | Nos | [5 empty] | MIS8CHSCANNNA | -
MISD022NA00000 | Unique Code | 16 Channel Annunciator | MIS | D | 022 | NA | 000 | 00 |  |  | Nos | [5 empty] | MIS16CHANNUCNA | -
MISE002NA00000 | Unique Code | Solar Panel 12V/80W | MIS | E | 002 | NA | 000 | 00 |  |  | Nos | [5 empty] | MISSOLARPNL12VNA | 2
UPSB101LU00101 | UPS | LUMINOUS LB1000PRO OFFLINE LUMINOUS WINA IN BUILT BATTERY | UPS | B | 101 | LU | 001 | 01 |  |  | Nos | [5 empty] | UPSPS002LU | -
UPSA101FU00205 | UPS | FUJI FINCH PW 1KVA ONLINE UPS | UPS | A | 101 | FU | 002 | 05 |  |  | Mtr | [5 empty] | UPSPS001FU | -
UPSB100LU00303 | UPS | LUMINOUS SINEWAVE INVERTER ECOVOLT 750/12VDC | UPS | B | 100 | LU | 003 | 03 |  |  | Nos | [5 empty] | UPSPS021LU | 1
UPSA101MI00401 | UPS | ONLINE UPS IKVA MICROTEK | UPS | A | 101 | MI | 004 | 01 |  |  | Nos | [5 empty] | UPSPS003MI | -
UPSA102LU00503 | UPS | LUMINOUS ONLINE UPS SYSTEM EXTERNAL BATTERY | UPS | A | 102 | LU | 005 | 03 |  |  | Nos | [5 empty] | UPSPS022LU | -
UPSA000ST00005 | UPS | BATTERY STAND FOR 6 NOS SMF BATTERY , M.I RACK 26*6 WINA TOP | UPS | A | 000 | ST | 000 | 05 |  |  | Nos | [5 empty] | UPSPS023ST | -
UPSB100IB00601 | UPS | UPS I BALL MAKE 600 VA | UPS | B | 100 | IB | 006 | 01 |  |  | Nos | [5 empty] | UPSPS004IB | -
UPSA101BP00001 | UPS | UPS BPE 1 KVA ONLINE | UPS | A | 101 | BP | 000 | 01 |  |  | Nos | [5 empty] | UPSPS005BP | -
UPSA103HI00604 | UPS | UPS 3 KVA ONLINE WINA INBUILT TRANSFORMER +EXTERNAL BATTERY WINA LINK & RACK - | UPS | A | 103 | HI | 006 | 04 |  |  | Nos | [5 empty] | UPSPS006HI | -
UPSA103MI00704 | UPS | UPS 3 KVA ONLINE WINA INBUILT TRANSFORMER +EXTERNAL BATTERY WINA LINK & RACK | UPS | A | 103 | MI | 007 | 04 |  |  | Nos | [5 empty] | UPSPS007MI | -
UPSD410KR00806 | UPS | DG SET 10 KVA KOEL IGREEN WINA INBUILT STARTER PANEL | UPS | D | 410 | KR | 008 | 06 |  |  | Nos | [5 empty] | UPSPS008KR | -
UPSB101FS00901 | UPS | UPS 1 KVA FSP MAKE FP1000 VA | UPS | B | 101 | FS | 009 | 01 |  |  | Nos | [5 empty] | UPSPS009FS | 8
UPSA101FU00003 | UPS | 1 KVA ONLINE UPS SINGLE PHASE | UPS | A | 101 | FU | 000 | 03 |  |  | Nos | [5 empty] | UPSPS010FS | -
UPSA103NA00000 | UPS | UPS 3 KVA ONLINE inbult battery | UPS | A | 103 | NA | 000 | 00 |  |  | Nos | [5 empty] | UPSPS017NA | -
UPSD411KR01006 | UPS | DG SET 50 KVA KOEL IGREEN WITH INBUILT STARTER PANEL | UPS | D | 411 | KR | 010 | 06 |  |  | Nos | [5 empty] | UPSPS019KR | -
MOVF004AN00000 | Valve Actuator | MOTORISED BRASS BALL VALVE 1" NAREADED | MOV | F | 004 | AN | 000 | 00 |  |  | Mtr | [5 empty] | VAL25MMGIPIPE | -
MOVJ002MA00102 | Valve Actuator | MULTI TURN ACTUATOR 80 MM CLASS 300 M120/020/C | MOV | J | 002 | MA | 001 | 02 |  |  | Nos | [5 empty] | ACTVAL80MMMULTIMA | -
MOVA102ST00000 | Valve Actuator | 15 MM DIA. CI BALL VALVE | MOV | A | 102 | ST | 000 | 00 |  |  | Nos | [5 empty] | ACTBALLVAL15MMST | -
MOVJOO3MA00202 | Valve Actuator | ELECTRICALLY OPERATED VASLVES, MODEL:QT-10, WINA 100MM VALVE WINA EXTENDED PIPE | MOV | J | OO3 | MA | 002 | 02 |  |  | Nos | [5 empty] | ACTVALELECMA | -
MOVC001MA00300 | Valve Actuator | Motorised Butterfly valve wiNA Actuator 50 mm | MOV | C | 001 | MA | 003 | 00 |  |  | Nos | [5 empty] | ACTVAL050MMMB | -
MOVC002MA00300 | Valve Actuator | Motorised Butterfly valve wiNA Actuator 80 mm | MOV | C | 002 | MA | 003 | 00 |  |  | Nos | [5 empty] | ACTVAL080MMMTMA | 6
MOVC003MA00300 | Valve Actuator | Motorised Butterfly valve wiNA Actuator 100 mm | MOV | C | 003 | MA | 003 | 00 |  |  | Nos | [5 empty] | ACTVAL100MMMT | -
MOVC004MA00300 | Valve Actuator | Motorised Butterfly valve wiNA Actuator 125 mm | MOV | C | 004 | MA | 003 | 00 |  |  | Nos | [5 empty] | ACTVAL125MMMT | -
MOVC005MA00400 | Valve Actuator | Motorised Butterfly valve wiNA Actuator 150 mm | MOV | C | 005 | MA | 004 | 00 |  |  | Nos | [5 empty] | ACTVAL150MMMT | -
MOVC006MA00400 | Valve Actuator | Motorised Butterfly valve wiNA Actuator 200 mm | MOV | C | 006 | MA | 004 | 00 |  |  | Nos | [5 empty] | ACTVAL200MMMT | -
MOVC007MA00400 | Valve Actuator | Motorised Butterfly valve wiNA Actuator 250 mm | MOV | C | 007 | MA | 004 | 00 |  |  | Mtr | [5 empty] | ACTVAL250MMMT | -
MOVJ002MA00502 | Valve Actuator | Multiturn actuator M120/020/C class 600 - 80 mm | MOV | J | 002 | MA | 005 | 02 |  |  | Mtr | [5 empty] | ACTVAL080MMM120MT | -
MOVJ010MA00502 | Valve Actuator | Multiturn actuator M120/020/C class 600 - 65 mm | MOV | J | 010 | MA | 005 | 02 |  |  | Nos | [5 empty] | ACTVAL065MMMT | -
MOVC005ZD00000 | Valve Actuator | 150DN Electric Butterfly Valve | MOV | C | 005 | ZD | 000 | 00 |  |  | Nos | [5 empty] | ACTVALELEC150MMZD | 1
MOVC005AR00000 | Valve Actuator | 150DN Electric Butterfly Valve | MOV | C | 005 | AR | 000 | 00 |  |  | Nos | [5 empty] | ACTVALELEC150MMAR | 1
MOVK001MA00000 | Valve Actuator | EXTENDED SHAFT MS POWDER COATED 500 MM LONG FOR BFV 80 MM | MOV | K | 001 | MA | 000 | 00 |  |  | Nos | [5 empty] | EXTSHAFT80MMMA | -
MOVK002MA00000 | Valve Actuator | EXTENDED SHAFT MS POWDER COATED 1000 MM LONG FOR BFV 100 MM | MOV | K | 002 | MA | 000 | 00 |  |  | Nos | [5 empty] | EXTSHAFT1000MMMA | -
MOVK003MA00000 | Valve Actuator | EXTENDED SHAFT MS POWDER COATED 500 MM LONG FOR BFV 150 MM | MOV | K | 003 | MA | 000 | 00 |  |  | Nos | [5 empty] | EXTSHAFT150MMMA | -
MOVK004MA00000 | Valve Actuator | EXTENDED SHAFT WINA MS POWDER COATED PIPE AND COUPLER 500 MM LONG FOR BFV 100 MM | MOV | K | 004 | MA | 000 | 00 |  |  | Nos | [5 empty] | EXTSHAFT100MMMA | -
MOVK005MA00000 | Valve Actuator | SPARE FOR ELECTRICAL ACTUATOR HANDWHEEL WINA SHAFT EXTENSION | MOV | K | 005 | MA | 000 | 00 |  |  | Nos | [5 empty] | EXTSHAFTHANDWHEL | -
MOVC407ST00000 | Valve Actuator | BUTTERFLY VALVE 250MM PN 10 TO OPERATED ACTAUTOR M QT-30 WINA SUITABLE HARDWARE | MOV | C | 407 | ST | 000 | 00 |  |  | Nos | [5 empty] | ACTVALBUTT250MMMA | -
MOVB003MA00600 | Valve Actuator | ELECTRICAL ACTUATOR FOR SLUICE VALVE MULTITURN | MOV | B | 003 | MA | 006 | 00 |  |  | Nos | [5 empty] | ACTELECSLUICSMT | -
MOVJ003MA01400 | Valve Actuator | MOTORISED ACTUATOR WINAOUT VALVE 100 MM -M120/020/E | MOV | J | 003 | MA | 014 | 00 |  |  | Nos | [5 empty] | ACTVAL100MMMO | -
MOVJ005MA01400 | Valve Actuator | MOTORISED ACTUATOR WINAOUT VALVE 150 MM -M120/020/E | MOV | J | 005 | MA | 014 | 00 |  |  | Nos | [5 empty] | ACTVAL150MMMO | -
MOVB109MA00000 | Valve Actuator | SLUICE VALVE CIDF 100 MM | MOV | B | 109 | MA | 000 | 00 |  |  | Nos | [5 empty] | VAL100MMSLUIC | -
MOVB111MA00000 | Valve Actuator | SLUICE VALVE CIDF 150 MM | MOV | B | 111 | MA | 000 | 00 |  |  | Nos | [5 empty] | VAL150MMSLUIC | -
MOVJ006MA01600 | Valve Actuator | MOTORISED ACTUATOR WINAOUT VALVE 200 MM -M200/020/E | MOV | J | 006 | MA | 016 | 00 |  |  | Nos | [5 empty] | ACTVAL200MM20MO | -
MOVJ007MA01700 | Valve Actuator | MOTORISED ACTUATOR WINAOUT VALVE 250 MM -M150/060/MGT 60/E | MOV | J | 007 | MA | 017 | 00 |  |  | Nos | [5 empty] | ACTVAL250MM60MO | -
MOVJ008MA01800 | Valve Actuator | MOTORISED ACTUATOR WINAOUT VALVE 300 MM-M150/060/MSR 75/E | MOV | J | 008 | MA | 018 | 00 |  |  | Nos | [5 empty] | ACTVAL300MM75MO | -
MOVJ008MA01900 | Valve Actuator | MOTORISED ACTUATOR WINAOUT VALVE 300 MM-M150/060/MGT 105/E | MOV | J | 008 | MA | 019 | 00 |  |  | Nos | [5 empty] | ACTVAL300MM105MO | -
MOVJ009MA01800 | Valve Actuator | MOTORISED ACTUATOR WINAOUT VALVE 350 MM -M150/060/MSR 75/E | MOV | J | 009 | MA | 018 | 00 |  |  | Nos | [5 empty] | ACTVAL350MM75MO | -
MOVA007MA00300 | Valve Actuator | Electric operated Actuator with ball valve , size 50mm | MOV | A | 007 | MA | 003 | 00 |  |  | Nos | [5 empty] | ACTVALELEBALL50MMMA | -
MOVK502MA00000 | Valve Actuator | MARSH MULTITURN MOTOR QT-10 | MOV | K | 502 | MA | 000 | 00 |  |  | Nos | [5 empty] | ACTMULTIQT10MA | -
MOVK503MA00000 | Valve Actuator | MARSH MULTITURN MOTOR QT-20 | MOV | K | 503 | MA | 000 | 00 |  |  | Nos | [5 empty] | ACTMULTIQT20MA | -
MOVK008MA00000 | Valve Actuator | BRACKET FOR THREE PHASE ACTUATOR WITH DIRECT MOUNT | MOV | K | 008 | MA | 000 | 00 |  |  | Nos | [5 empty] | ACTVALBRAC3PHSDIR | -
MOVK009MA00000 | Valve Actuator | BRACKET FOR THREE PHASE ACTUATOR WITH EXTENDED SHAFT MOUNT | MOV | K | 009 | MA | 000 | 00 |  |  | Nos | [5 empty] | ACTVALBRAC3PHSEXT | -
MOVC002ST00000 | Valve Actuator | MOTORISED BUTTERFLY VALVE FOR 80 MM DIA. WITH PN10 | MOV | C | 002 | ST | 000 | 00 |  |  | Nos | [5 empty] | ACTVAL80MMPN10ST | -
MOVC003ST00000 | Valve Actuator | MOTORISED BUTTERFLY VALVE FOR 100 MM DIA. WITH PN10 | MOV | C | 003 | ST | 000 | 00 |  |  | Nos | [5 empty] | ACTVAL100MMPN10ST | -
MOVC005ST00000 | Valve Actuator | MOTORISED BUTTERFLY VALVE FOR 150 MM DIA. WITH PN10 | MOV | C | 005 | ST | 000 | 00 |  |  | Nos | [5 empty] | ACTVAL150MMPN10ST | -
MOVF109CA00000 | Valve Actuator | care Pnuematic valve | MOV | F | 109 | CA | 000 | 00 |  |  | Nos | [5 empty] | ACTVALPNUE100MMCA | -
MOVC008MA02100 | Valve Actuator | 300 mm Actuator With Butterfly Valve | MOV | C | 008 | MA | 021 | 00 |  |  | Nos | [5 empty] | ACTVAL300MMBUTTERMA | -
MOVI001CA02304 | Valve Actuator | 40MM flow control valve | MOV | I | 001 | CA | 023 | 04 |  |  | Nos | [5 empty] | ACTFLWCONTRL40MMCA | -
MOVI002CA02304 | Valve Actuator | 50MM flow control valve | MOV | I | 002 | CA | 023 | 04 |  |  | Nos | [5 empty] | ACTFLWCONTRL50MMCA | -
MOVI003CA02304 | Valve Actuator | 80MM flow control valve | MOV | I | 003 | CA | 023 | 04 |  |  | Nos | [5 empty] | ACTFLWCONTRL80MMCA | -
MOVI004CA02304 | Valve Actuator | 100MM flow control valve | MOV | I | 004 | CA | 023 | 04 |  |  | Nos | [5 empty] | ACTFLWCONTRL100MMCA | -
MOVI006CA02304 | Valve Actuator | 150MM flow control valve | MOV | I | 006 | CA | 023 | 04 |  |  | Nos | [5 empty] | ACTFLWCONTRL150MMCA | -
MOVI007CA02304 | Valve Actuator | 200MM flow control valve | MOV | I | 007 | CA | 023 | 04 |  |  | Nos | [5 empty] | ACTFLWCONTRL200MMCA | -
MOVI008CA02304 | Valve Actuator | 250MM flow control valve | MOV | I | 008 | CA | 023 | 04 |  |  | Nos | [5 empty] | ACTFLWCONTRL250MMCA | -
MOVI009CA02304 | Valve Actuator | 300MM flow control valve | MOV | I | 009 | CA | 023 | 04 |  |  | Nos | [5 empty] | ACTFLWCONTRL300MMCA | -
MOVI011CA02304 | Valve Actuator | 400MM flow control valve | MOV | I | 011 | CA | 023 | 04 |  |  | Nos | [5 empty] | ACTFLWCONTRL400MMCA | -
MOVI013CA02304 | Valve Actuator | 600MM flow control valve | MOV | I | 013 | CA | 023 | 04 |  |  | Nos | [5 empty] | ACTFLWCONTRL600MMCA | -
MOVI015CA02304 | Valve Actuator | 900 MM flow control valve | MOV | I | 015 | CA | 023 | 04 |  |  | Nos | [5 empty] | ACTFLWCONTRL900MMCA | -
MOVB012CA02202 | Valve Actuator | 600mm Sluice valve with actuator and fitting accessoies | MOV | B | 012 | CA | 022 | 02 |  |  | Nos | [5 empty] | ACTSLUVAL600MMCA | -
MOVB014CA02202 | Valve Actuator | 900mm Sluice valve with actuator and fitting accessoies | MOV | B | 014 | CA | 022 | 02 |  |  | Nos | [5 empty] | ACTSLUVAL900MMCA | -
MOVB015CA02202 | Valve Actuator | 1200mm Sluice valve with actuator and fitting accessoies | MOV | B | 015 | CA | 022 | 02 |  |  | Nos | [5 empty] | ACTSLUVAL1200MMCA | -
MOVC005NA00000 | Valve Actuator | Motorised Butterfly valve with Actuator 150 mm | MOV | C | 005 | NA | 000 | 00 |  |  | Nos | [5 empty] | ACTMOT150MMCA | -
MOVC003NA00000 | Valve Actuator | Motorised Butterfly valve with Actuator 100 mm | MOV | C | 003 | NA | 000 | 00 |  |  | Nos | [5 empty] | ACTVAL100MMMBGEN | 9
MOVB006CA00000 | Valve Actuator | 200mm Modulating Sluice valve with actuator | MOV | B | 006 | CA | 000 | 00 |  |  | Job | [5 empty] | ACTVAL200MMMOD | -
MOVM005CA00000 | Valve Actuator | 150 mm Modulating Flow control device valve | MOV | M | 005 | CA | 000 | 00 |  |  | Job | [5 empty] | ACTVAL150MMMOD | -
MOVO007NA00000 | Valve Actuator | 200MM Tamper Proof Air Valve | MOV | O | 007 | NA | 000 | 00 |  |  | Nos | [5 empty] | ACTVAL200MMTAMPERST | -
MOVC005TN00000 | Valve Actuator | 150DN Wafer Type Butterfly Valve | MOV | C | 005 | TN | 000 | 00 |  |  | Nos | [5 empty] | ACTVALELEC150MMTN | 1
MOVC005ZB00000 | Valve Actuator | 150mm Electric Butterfly Valve | MOV | C | 005 | ZB | 000 | 00 |  |  | Nos | [5 empty] | ACTVALELEC150MMZB | 2
MOVC005NA00000 | Valve Actuator | Flow Control Vlve DN-150 | MOV | C | 005 | NA | 000 | 00 |  |  | Nos | [5 empty] | ACTVALCONTRL150MMNA | 10
MOVC003BO00000 | Valve Actuator | 100mm Electrics Butterfly Valve | MOV | C | 003 | BO | 000 | 00 |  |  | Nos | [5 empty] | AVTVAL100MMBO | 1
MOVC002NA00000 | Valve Actuator | Flow Control Valve DN80 | MOV | C | 002 | NA | 000 | 00 |  |  | Nos | [5 empty] | ACTVALCNTRL080MMNA | 23
MOVC006NA00000 | Valve Actuator | Flow Control Valve DN200 | MOV | C | 006 | NA | 000 | 00 |  |  | Nos | [5 empty] | ACTVALCNTRL200MMNA | 1
MOVC007NA00000 | Valve Actuator | Flow Control Valve DN250 | MOV | C | 007 | NA | 000 | 00 |  |  | Nos | [5 empty] | ACTVALCNTRL250MMNA | 4
MOVC008NA00000 | Valve Actuator | Flow Control Valve DN300 | MOV | C | 008 | NA | 000 | 00 |  |  | Nos | [5 empty] | ACTVALCNTRL300MMNA | 2
MOVC005QI00000 | Valve Actuator | Wafer type Butterfly Valve with Electrical actuator 150MM | MOV | C | 005 | QI | 000 | 00 |  |  | Nos | [5 empty] | ACTVALBUTTELEC150MMQI | 1
WQACLT000BC001 | Water Quality | CHLORINE SENSOR WINA TRANSMITTER | WQA | C | LT0 | 00 | BC0 | 01 |  |  | Nos | [5 empty] | WQAWATERQUAL001NA | -
WQACDO000TO000 | Water Quality | CHLORINE DOSER TOSHCON MAKE | WQA | C | DO0 | 00 | TO0 | 00 |  |  | Nos | [5 empty] | WQAWATERQUAL002NA | -
WQACDO001ED002 | Water Quality | CHLORINE DOSING PUMP NEO 6 LPH | WQA | C | DO0 | 01 | ED0 | 02 |  |  | Mtr | [5 empty] | WQAWATERQUAL003NA | 2
WQACLT001NN003 | Water Quality | CHLORINE SENSOR & TRANSMITTER 0 TO 20 mg/l | WQA | C | LT0 | 01 | NN0 | 03 |  |  | Nos | [5 empty] | WQAWATERQUAL004NA | 73
WQACLT001SH003 | Water Quality | CHLORINE SENSOR & TRANSMITTER 0 TO 20 mg/l | WQA | C | LT0 | 01 | SH0 | 03 |  |  | Nos | [5 empty] | WQAWATERQUAL007NA | -
WQAPHS000NN005 | Water Quality | pH SENSOR & TRANSMITTER | WQA | P | HS0 | 00 | NN0 | 05 |  |  | Nos | [5 empty] | WQAWATERQUAL008NA | -
WQACTA001NN000 | Water Quality | CHLORINE SENSOR & TRANSMITTER 0 TO 20 mg/l,TURBIDITY SENSOR & TRANSMITTER 0 TO 400 NTU | WQA | C | TA0 | 01 | NN0 | 00 |  |  | Nos | [5 empty] | WQAWATERQUAL009NA | -
WQAFLC000NA000 | Water Quality | TURBIDITY SENSOR FLOW CELL | WQA | F | LC0 | 00 | NA0 | 00 |  |  | Nos | [5 empty] | WQAWATERQUAL010NA | -
WQACTK000NA000 | Water Quality | COMBINE CODE FOR CHLORINE DOSER +TANK | WQA | C | TK0 | 00 | NA0 | 00 |  |  | Nos | [5 empty] | WQAWATERQUAL011NA | -
WQACNT000NN000 | Water Quality | Conductivity Sensor & Transmitter | WQA | C | NT0 | 00 | NN0 | 00 |  |  | Nos | [5 empty] | WQAWATERQUAL012NA | -
WQACLS001NN000 | Water Quality | CHLORINE SENSOR WITHOUT TRANSMITTER | WQA | C | LS0 | 01 | NN0 | 00 |  |  | Nos | [5 empty] | WQAWATERQUAL024NA | -
WQATUT001NN004 | Water Quality | TURBIDITY SENSOR & TRANSMITTER 0 TO 400 NTU | WQA | T | UT0 | 01 | NN0 | 04 |  |  | Nos | [5 empty] | WQAWATERQUAL005NA | 107
WQATUT001SH004 | Water Quality | TURBIDITY SENSOR & TRANSMITTER 0 TO 400 NTU | WQA | T | UT0 | 01 | SH0 | 04 |  |  | Nos | [5 empty] | WQAWATERQUAL006NA | -
WQAO001NN00501 | Water Quality | pH sensor with in built transmitter and Flow Cell with 4-20 mA output and RS-485 Output with IP68 Rating, PPS/ABS/PVC Body | WQA | O | 001 | NN | 005 | 01 |  |  | Nos | [5 empty] | WQAWATERQUAL019NA | 8
WQAP000CI00600 | Water Quality | total Dissolved solids monitoring Sensor | WQA | P | 000 | CI | 006 | 00 |  |  | Nos | [5 empty] | WQAWATERQUAL025NA | 6
WQAB002NA00400 | Water Quality | TURBIDITY SENSOR & TRANSMITTER 0 TO 4000 NTU | WQA | B | 002 | NA | 004 | 00 |  |  | Nos | [5 empty] | WQAWATERQUAL020NA | -
WQAMPT000NA000 | Water Quality | Multiparameter water quality transmitter with PH + TDS + Turbidity + DO sensor | WQA | M | PT0 | 00 | NA0 | 00 |  |  | Nos | [5 empty] | WQAWATERQUAL021NA | -
WQAMPT001NA000 | Water Quality | Multiparameter water quality transmitter with PH + TDS + Turbidity + DO sensor + Residual chlorine sensor | WQA | M | PT0 | 01 | NA0 | 00 |  |  | Nos | [5 empty] | WQAWATERQUAL022NA | -
WQAMPT002NA000 | Water Quality | Multiparameter water quality transmitter with PH + TDS + Turbidity + Residual chlorine sensor | WQA | M | PT0 | 02 | NA0 | 00 |  |  | Nos | [5 empty] | WQAWATERQUAL023NA | -
WQAM001NA00000 | Water Quality | TDS Digital Meter for water quality tetsing | WQA | M | 001 | NA | 000 | 00 |  |  | Nos | [5 empty] | WQAWATERQUAL026NA | -
WQAC001NA00000 | Water Quality | Sensor probe cleaning solution | WQA | C | 001 | NA | 000 | 00 |  |  | Nos | [5 empty] | WQAWATERQUAL027NA | -
WQACDO001VT000 | Water Quality | Electronic Dosing Pump VA-01 6LPH 4Kg PP | WQA | C | DO0 | 01 | VT0 | 00 |  |  | Nos | [5 empty] | WQAELECDOSINVA01VT | 2
WQACDO001ED101 | Water Quality | Chlorine Dosing System -M-Without Tank | WQA | C | DO0 | 01 | ED1 | 01 |  |  | Nos | [5 empty] | WQACHLRDOSTANKED | 10
WQAF001NN00000 | Water Quality | Digital Turbidity sensor Measuring range: 0-400NTU | WQA | F | 001 | NN | 000 | 00 |  |  | Nos | [5 empty] | WQADIGTURBNN | 1