## MainCategory
main_category_code | main_category_name | ID
PLC | Programmable Logic Controller | 1
SEN | Sensors | 2
HMI | HUMAN MACHINE INTERFACE | 3
PRT | PRESSURE TRANSMITTER | 4
UPS | UPS & STABILIZER | 5
CAB | CABLE | 6
PRG | PRESSURE GAUGE | 7
EFM | Electromagnetic Flow Meter | 8
LVL | LEVEL SENSOR | 9
WQA | WATER QUALITY ANALYSER | 10
ELA | ELECTRICAL ACCESSORIES | 11
MOD | MODEM | 12
PPA | PANEL PARTS | 13
ITA | IT ACCESSORIES | 14
SER | SERVICE | 15
ONG | O&G ACCESSORIES | 16
MOV | VALVE ACTUATOR | 17
PNL | PANEL | 18
PLA | PLUMBING ACCESSORIES | 19
CIM | CIMCON Products | 20
ITS | IT SOFTWARES | 21
TOO | Tools | 22
CIV | CIVIL | 23
MIS | MISCELLENOUS | 24
STA | Stationary | 25
AMR | AMR | 26
PAC | Packing Materail | 27

## SubCategory
sub_category_code | sub_category_name | main_category_id
A | Analog | 1
D | Digital | 1
A | TOUCH SCREEN | 3
B | KEYBOARD AND DISPLAY | 3
C | TOUCH SCREEN AND KEYBOARD | 3
S | SMART TYPE | 4
A | STANDARD (4-20 mA) | 4
H | HART TYPE | 4
A | ONLINE | 5
B | OFFLINE | 5
C | BATTERY STAND | 5
D | DG SET | 5
E | STABILIZER | 5
F | UPS ACCESSORRIES | 5
A | ALUMINIUM ARMORED | 6
C | 1100 V, XLPE INSULATED COPPER ARMORED | 6
F | FLEXIBLE | 6
W | WIRE | 6
M | FLAT CABLE (MOTOR) | 6
I | INSTRUMENTATION ARMORED | 6
O | OFC | 6
S | SHIELDED ARMORED | 6
T | SHIELDED BRAIDED FLEXIBLE | 6
D | DC CABLE | 6
E | 3+1 copper coaxial Cable -CCTV | 6
F | cable Set | 6
B | Ethernet Cable | 6
A | DIAL TYPE ANALOG 4 " | 7
B | DIAL TYPE ANALOG 6 " | 7
C | DIGITAL | 7
R | REMOTE TYPE | 8
I | INTEGRAL TYPE | 8
B | BATTERY OPERATED | 8
F | FULL BORE | 8
G | FLOW METER SPARE PARTS | 8
D | Digital Water Meter | 8
E | Mechanical Flow Meter | 8
F | Flow Meter Dispaly | 8
G | Insertion type | 8
A | FLOAT TYPE LEVEL SWITCH | 9
B | ULTRASONIC LEVEL TRANSMITTER | 9
C | RADAR LEVEL TRANSMITTER | 9
D | CAPACITANCE LEVEL TRANSMITTER | 9
E | HYDROSTATIC LEVEL TRANSMITTER | 9
F | BATTERY OPERATED ULTRASONIC | 9
G | LOH (LOSS OF HEAD) | 9
H | ROF (RATE OF FLOW) | 9
CLT | CHLORINE SENSOR & TRANSMITTER | 10
TUT | TUBIDITY SENSOR & TRANSMITTER | 10
PHT | PH SENSOR & TRANSMIEET | 10
D | CHLORINE DOSER | 10
CLS | CHLORINE SENSOR | 10
TUS | TUBIDITY SENSOR | 10
PHS | PH SENSOR | 10
CDO | CHLORINE DOSER | 10
CTA | CHLORINE & Turbidity SENSOR & TRANSMITTER | 10
FLC | Flow Cell | 10
CT | COMBINE CHLORINE DOSER (EDOSE) +TANK | 10
CNT | Conductivity Sensor & Transmitter | 10
CT | COMBINE CODE FOR CHLORINE DOSER +TANK+ CABLE | 10
CT | COMBINE CHLORINE DOSER(VERITO) +TANK | 10
| pH sensor with built in Transmitter | 10
P | Total Dissolved Solids | 10
MP | Multi parameter Transmitter | 10
R | CHLORINE | 10
S | ORP SENSOR | 10
T | Dissolved Oxygen (DO )SENSOR | 10
A | CABLE TIE | 11
B | LUGS/HTcable termination kit | 11
C | TERMINAL BLOCKS | 11
D | GLAND | 11
E | FERRULES | 11
F | DIN RAIL | 11
G | SPIRAL | 11
H | INSULATION TAPES | 11
I | Wooden screw | 11
J | Roll Plug | 11
K | ANCHOR FASTNER | 11
L | SADDLE | 11
M | PVC Conduit Pipe | 11
N | Metal Flexible Pipe | 11
O | PVC Tee/BAND | 11
P | CABLE TRAY | 11
Q | HDPE PIPE | 11
R | PVC Flexible Pipe | 11
S | POWER EXTENSION BOARD | 11
T | CREDAL | 11
U | EARTHING | 11
V | SOLAR LED STREET LIGHT | 11
W | LIMIT SWITCH | 11
X | Encoder Coupler | 11
Y | THIMBLE | 11
Z | Electrical PVC Juncation Box | 11
AA | CRC Spray | 11
A | RF 2.4 GHZ | 12
B | RF 5.8 GHZ | 12
C | GSM | 12
D | GPRS | 12
E | 3G GPRS | 12
F | 4G GPRS | 12
G | 4G DUAL SIM GPRS | 12
I | 5G GPRS | 12
H | NB-IOT | 12
L | LoRa Gateway | 12
M | Serial Convertor | 12
N | Data Logger inbuilt battery operated | 12
A | SURGE PROTECTOR DEVICES | 13
B | SMPS | 13
C | DIN RAIL KIT | 13
D | THEMOSTAT | 13
E | RELAY/Door Limit Switch | 13
F | MPR | 13
G | MULTIFUNCTION METER | 13
H | Magnet | 13
I | FAN | 13
J | Battery | 13
K | CHARGER | 13
L | MCB | 13
M | ADD-On Block | 13
N | Panel Color spary | 13
O | VFD/Starter | 13
P | PANEL LOCK | 13
Q | PUSH BUTTON SELECTOR 2 POSITION | 13
R | HANDLE | 13
S | RTD PANEL TEMP | 13
T | INDICATION LAMP /Panel Light | 13
U | POWER CONTACTOR | 13
V | Indicator / Door Limit Switch | 13
W | Y-D Timer | 13
X | Selector Switch/Change Over Switch | 13
Y | MCCB | 13
Z | CT | 13
AA | RELAY BASE | 13
AB | CHANGE OVER SWITCH | 13
AC | Over Voltage /Undervotage Device | 13
AD | Contactor Coil | 13
AE | Contactor KIT | 13
AF | Capacitor contactor | 13
AG | Voltmeter | 13
AH | Ampear Meter | 13
AI | Clock Timer | 13
AJ | Capacitor | 13
AK | HRC FUSE | 13
AL | Panel Stand | 13
A | FIBER ACCESSORIES | 14
B | LAN ACCESSORIES | 14
C | FIBER CONVERTER | 14
D | NETWORK ENCLOSURE | 14
E | POWER STRIP SOCKET | 14
F | LAPTOP | 14
G | LCD MONITOR | 14
H | SERVER | 14
I | CONVERTOR | 14
J | POE SWITCH | 14
K | DESKTOP COMPUTER | 14
L | 15 " INCH TOUCH SCREEN DESKTOP COMPUTER | 14
M | COMPUTER ACCESSORIES | 14
N | LAOTOP ACCESSORIES | 14
O | Server Rack 24u 600*1000 with accessories | 14
P | PRINTER | 14
R | Router | 14
S | CABINET FINGERS | 14
T | PROCESSOR | 14
U | DDR4 RAM | 14
V | kEYBOARD | 14
W | MOTHERBOARD | 14
X | SSD/HDD | 14
Y | LED MONITOR | 14
Z | CAMERA | 14
A | FREIGHT | 15
B | INSTALLATION LABOUR | 15
C | ELECRTIFICATION | 15
D | PACKING CHARGES | 15
E | CALIBRATION SERVICES | 15
F | REPAIRING | 15
G | TPI | 15
H | HOTEL | 15
I | Site Survey | 15
T | TESTING SERVICES | 15
A | REFRENCE CELL | 16
B | Coupan | 16
A | BALL VALVE | 17
B | SLUICE VALVE | 17
C | BUTTERFLY VALVE | 17
D | GATE VALVE | 17
E | SOLENOID VALVE | 17
F | BALL VALVE WITH ACTUATOR | 17
G | BUTTERFLY VALVE WITH ACTUATOR | 17
H | GATE VALVE WITH ACTUATOR | 17
I | 1 PHASE QUARTER TURN ACTUATOR | 17
J | 3 PHASE MULTI TURN ACTUATOR | 17
K | SPARE FOR ELECTRICAL ACTUATOR | 17
L | PRESSURE REDUCING FLOW CONTROL VALVE | 17
M | Modulating Flow control valve | 17
A | RTU PANEL | 18
B | RTU + SCADA PANEL | 18
C | RTU + SCADA+ACT PANEL | 18
D | RTU + ACT PANEL | 18
E | STP PANEL +FILTER BED PANEL | 18
F | STAR DELTA PANEL | 18
G | SOFT STARTER PANEL | 18
H | VFD PANEL | 18
I | TLP BOX | 18
J | JUNCTION BOX | 18
K | ATS PANEL | 18
L | APR PANEL | 18
M | MCCB BOX | 18
F | FEEDER | 18
O | CANOPY | 18
P | RTU+SCADA+ACT+STARTER | 18
Q | FABRICATION BOX | 18
T | ATS CUM APR | 18
R | Energy meter Panel | 18
S | PVC JUNCTION BOX | 18
U | RTU +TW VFD+ACT VFD + SOLAR PDB | 18
V | WATER QUALITY INSTRUMENT PANEL | 18
W | ACTUATOR PANEL | 18
X | SFU BOX | 18
Y | TW VFD + Dosing Pump Controlling (1w+1s) + Solar PDB+Space for 2 Nos 3Phase ACT | 18
Z | DOL Starter | 18
N | CHANGEOVER SWITCH | 18
AA | Main Switch With Enclouser | 18
AB | HT PANEL (6.6KV) WITH SOFSTARTER | 18
AC | DATA LOGGER PANEL | 18
AD | MCCB BOX | 18
A | GI PIPE | 19
B | PVC PIPE | 19
C | SS ACCESSORIES | 19
D | PVC Conduit Pipe | 19
E | Flexible Pipe | 19
F | TEE | 19
G | MS SECTION | 19
H | MS NUT BOLTS | 19
I | PTFE TAPE /CEMET ACCESSORIES | 19
J | MS FLANGE | 19
K | HOLDTITE 200gm | 19
L | GI FLANGE | 19
M | MS ACCESSORIES | 19
N | GI ACCESSORIES | 19
O | PVC ACCESSORIES | 19
P | MIS ACCESSORIES | 19
Q | UPVC Pipe | 19
R | UPVC ACCESSORIES | 19
S | PU ACCESSORIES | 19
T | BRASS ACCESSORIES | 19
U | COLOR PAINT /Gasket | 19
V | CI MATERIAL | 19
W | HYLAM FLANGE | 19
X | TANK | 19
Y | Ductile Iron | 19
Z | Jute for threading | 19
A | LIGHTING PRODUCTS | 20
B | AUTOMATION PRODUCTS | 20
C | Fire Alarm Products | 20
D | Vibration Products | 20
E | iEdge 360 Platform Lic. | 20
F | PSP product | 20
O | OUTSOURCES | 21
C | CIMCON | 21
L | LENOVO | 21
A | LICENSE SOFTWARE | 21
S | SOURCES | 22
M | MEASUREMENTS | 22
T | TOOLS | 22
A | SAFETY KIT | 22
B | Drill Machine | 22
A | BRICKS | 23
B | SAND | 23
C | CEMENT | 23
D | CONCRETE | 23
E | False Ceiling | 23
A | PLC/RTU COMPLETE SET | 24
B | PANEL COMPLETE SET/PANEL Component | 24
C | PACKING MATERIAL | 24
D | ADDITIONAL MATERIAL/Sensor/Sales Items Code/ Display Board | 24
E | SOLAR PLATE | 24
F | CHEMICAL | 24
G | WOODEN | 24
H | FABRICATION/ Earthing /Lighting Arreseter | 24
I | PROCESS INDICATOR | 24
J | WEATHER SENSOR/CANAL Monitoring Sensor | 24
K | ENCODER | 24
L | ANALOG MODULE | 24
M | WEIGHING SCALE | 24
N | ADVM SENSOR | 24
O | Solar Inverter/ Stabilizer | 24
P | Battery | 24
Q | RTU with Panel Complete Set | 24
R | IT items | 24
S | Audit | 24
T | Cable/Earthing | 24
U | Solar Charger | 24
V | Isolation transformer | 24
W | Buy back | 24
X | Street Light Pole with Installation | 24
Y | Bridge Rectifier AC/DC Converter | 24
Z | Cable+Conduit Pipes+Relay+Flexible Pipe+Relay+lugs | 24
AA | KITKAT | 24
AB | Ultrasonic level sensor +2corex1.5 sqmm Cable | 24
AC | Mini RTU+Energy meter+AC Relay with Base+ DC Relay with Base | 24
A | Lable | 25
B | Ribbons | 25
C | ACRYLIC | 25
D | FILE | 25
E | ROOM FRESHNER | 25
F | PAPER CUTTER | 25
G | CD COVER | 25
I | DISPENSER | 25
J | MARKER | 25
K | A4 PRINT PAPPER | 25
R | REMOTE TYPE | 26
I | INTEGRAL TYPE | 26
B | ULTRASONIC BATTERY OPERATED WITH LORA MODEM | 26
W | Water Meter Box | 26
A | AROMOUR | 27
B | PLY BOX | 27
C | PLY PLATE | 27
D | HONEYCOMB | 27
E | WOODEN BOX | 27
F | SEALANT | 27
G | STRETCH FILM | 27
H | BUBBLE ROLL | 27
I | CELLOTAPE | 27

## ProductRating
product_rating_code | product_rating_name | main_category_id | sub_category_code
010 | 0-10 BAR | 1
020 | 10-20 BAR | 1
000 | NA | 3
003 | 3.7" | 3
004 | 4.3" | 3
007 | 7" | 3
010 | 10" | 3
011 | 15.6" | 3
012 | 12" | 3
005 | 0-5 BAR | 4
006 | 0-6 BAR | 4
010 | 0-10 BAR | 4
016 | 0-16 BAR | 4
025 | 0-25 BAR | 4
040 | 0-40 BAR | 4
060 | 0-60 BAR | 4
100 | 0-100 BAR | 4
150 | 0.-150 BAR | 4
000 | NA | 5
100 | 1 PHASE- 600 VA | 5
101 | 1 PHASE- 1 KVA | 5
102 | 1 PHASE- 2 KVA | 5
103 | 1 PHASE -3 KVA | 5
105 | 1 PHASE -5 KVA | 5
310 | 3 PHASE-10 KVA | 5
410 | DG SET - 10 KVA - 3 PHASE | 5
411 | DG SET - 50 KVA - 3 PHASE | 5
501 | STABILIZER- 3 PHASE 10KVA -OIL COOLED | 5
502 | STABILIZER- 3 PHASE 15KVA-OIL COOLED | 5
503 | STABILIZER- 3 PHASE 20 KVA-OIL COOLED | 5
504 | STABILIZER- 3 PHASE 25 KVA -OIL COOLED | 5
505 | STABILIZER- 3 PHASE 30 KVA -OIL COOLED | 5
506 | STABILIZER- 3 PHASE 7.5 KVA -OIL COOLED | 5
101 | 1 C -0.25 SQ MM | 6
102 | 1 C -0.5 SQ MM | 6
103 | 1 C -0.75 SQ MM | 6
104 | 1 C -1.0 SQ MM | 6
105 | 1 C -1.5 SQ MM | 6
106 | 1 C -2.5 SQ MM | 6
107 | 1 C -4.0 SQ MM | 6
108 | 1 C -6.0 SQ MM | 6
109 | 1 C -6.0 SQ MM | 6
110 | 1 C- 10.0 SQ MM | 6
111 | 1 C - 16 SQ MM | 6
201 | 2 C -0.5 SQ MM | 6
202 | 2 C -0.75 SQ MM | 6
203 | 2 C -1.0 SQ MM | 6
204 | 2 C -1.5 SQ MM | 6
205 | 2 C -2.5 SQ MM | 6
206 | 2 C -4.0 SQ MM | 6
207 | 2 C - 16 SQ MM | 6
301 | 3 C -1.0 SQ MM | 6
302 | 3 C -1.5 SQ MM | 6
303 | 3 C -2.5 SQ MM | 6
304 | 3 C -4.0 SQ MM | 6
305 | 3 C -0.5 SQ MM | 6
306 | 3 C -6 SQ MM | 6
307 | 3 C -10 SQ MM | 6
308 | 3 C -16 SQ MM | 6
309 | 3 C -25 SQ MM | 6
310 | 3 C -35 SQ MM | 6
311 | 3 C -50 SQ MM | 6
312 | 3 C -70 SQ MM | 6
313 | 3 C -95 SQ MM | 6
314 | 3 C -120 SQ MM | 6
315 | 3 C -150 SQ MM | 6
316 | 3 C -185 SQ MM | 6
317 | 3 C -240 SQ MM | 6
318 | 3 C -300 SQ MM | 6
319 | 3 C -400 SQ MM | 6
323 | 3 C -300 SQ MM (6.6Kv unearthed Alu. | 6
324 | 3.5 C - 16 SQ MM | 6
401 | 4 C -1.0 SQ MM | 6
402 | 4 C -1.5 SQ MM | 6
403 | 4 C -2.5 SQ MM | 6
404 | 4 C -4.0 SQ MM | 6
405 | 4 C - 0.75 SQ MM | 6
406 | 4 C - 10 SQ MM | 6
407 | 4 C - 16 SQ MM | 6
501 | 5 C - 1 SQ MM | 6
502 | 5 C - 1.5 SQ MM | 6
601 | 6 C -1.0 SQ MM | 6
602 | 6 C -1.5 SQ MM | 6
603 | 6 C -2.5 SQ MM | 6
604 | 6 C -4.0 SQ MM | 6
701 | 7 C -1.0 SQ MM | 6
702 | 7 C -1.5 SQ MM | 6
703 | 7 C -2.5 SQ MM | 6
704 | 7 C -4.0 SQ MM | 6
801 | 8 C -1.0 SQ MM | 6
802 | 8 C -1.5 SQ MM | 6
803 | 8 C -2.5 SQ MM | 6
804 | 8 C -4.0 SQ MM | 6
901 | 10 C -1.0 SQ MM | 6
902 | 10 C -1.5 SQ MM | 6
903 | 10 C -2.5 SQ MM | 6
904 | 10 C -4.0 SQ MM | 6
500 | 1 PAIR X 0.75 SQ MM | 6
501 | 5 PAIR X 0.5 SQ MM | 6
502 | 5 PAIR X 1.0 SQ MM | 6
503 | 5 PAIR X 1.5 SQ MM | 6
504 | 6 PAIR X 0.5 SQ MM | 6
505 | 6 PAIR X 1 SQ MM | 6
506 | 4 PAIR X 1 SQ MM | 6
507 | 2 PAIR X 0.5 SQ MM | 6
508 | 4 PAIR X 0.5 SQ MM | 6
509 | 2 PAIR X 0.75 SQ MM | 6
161 | 16 C X 1.0 SQ MM | 6
162 | 12 C -1.0 SQ MM | 6
000 | Combine SQ MM for Billing | 6
006 | 0-6 BAR | 7
010 | 0-10 BAR | 7
016 | 0-16 BAR | 7
025 | 0-25 BAR | 7
040 | 0-40 BAR | 7
060 | 0-60 BAR | 7
070 | 0-70 BAR | 7
100 | 0-100 BAR | 7
000 | NA | 8
001 | 50 mm | 8
002 | 65 mm | 8
003 | 80 mm | 8
004 | 100 mm | 8
005 | 125 mm | 8
006 | 150 mm | 8
007 | 200 mm | 8
008 | 250 mm | 8
009 | 300 mm | 8
010 | 350 mm | 8
011 | 400MM | 8
012 | 40 MM | 8
013 | 600MM | 8
014 | 900MM | 8
000 | NA | 9 | A
001 | 1 METER PP TYPE CABLE FLOAT SWITCH | 9 | A
002 | 2 METER PP TYPE CABLE FLOAT SWITCH | 9 | A
003 | 3 METER PP TYPE CABLE FLOAT SWITCH | 9 | A
004 | 4 METER PP TYPE CABLE FLOAT SWITCH | 9 | A
000 | NA | 9 | A
001 | 0-5 METER | 9 | B
002 | 0-6 METER | 9 | B
003 | 0-8 METER | 9 | B
004 | 0-10 METER | 9 | B
005 | 0-12 METER | 9 | B
006 | 0-20 METER | 9 | B
007 | 0-4 Meter | 9 | B
008 | 0-3 METER | 9 | B
000 | NA | 9 | C
001 | 0 TO 15 MTR | 9 | C
002 | 0 TO 35 MTR | 9 | C
003 | 0 to 4 MTR | 9 | C
000 | NA | 9 | F
001 | 0-5 METER | 9 | F
002 | 0-6 METER | 9 | F
003 | 0-8 METER | 9 | F
004 | 0-10 METER | 9 | F
005 | 0-12 METER | 9 | F
005 | 5 M H20 | 9 | E
010 | 10 M H20 | 9 | E
050 | 50 MH20 | 9 | E
100 | 100 M H20 | 9 | E
120 | 120M H20 | 9 | E
150 | 150 M H20 | 9 | E
175 | 175 MH20 | 9 | E
200 | 200 M H20 | 9 | E
000 | N/A | 10 | B
001 | 0 TO 400 NTU | 10 | B
002 | 0 TO 4000 | 10 | B
001 | 6 LPH | 10 | C
001 | 0 TO 20 mg/l, 0 TO 400 NTU | 10
000 | PH +TDS+TU+DO | 10 | Q
001 | PH +TDS+TU+DO+RCA | 10 | Q
002 | PH +TDS+TU+RCA | 10 | Q
003 | PH+TDS+TU+ORP | 10 | Q
004 | PH+TDS+TU+ORP+DO | 10 | Q
005 | PH + TDS + TU + ORP + DO + RCA | 10 | Q
001 | Range: -2000mv ~ +2000mV | 10 | S
001 | 0-20mg / L | 10 | T
000 | NA | 11 | A
001 | 100 MM-CABLE TIE | 11 | A
002 | 150 MM- CABLE TIE | 11 | A
003 | 200 MM- CABLE TIE | 11 | A
004 | 300 MM-CABLE TIE | 11 | A
005 | 75 MM CABLE TIE WHITE | 11 | A
000 | NA | 11 | B
001 | 0.25 SQ. MM COPPER TYPE, PVC INSULATED RING TYPE--LUGS | 11 | B
002 | 0.50 SQ. MM COPPER TYPE, PVC INSULATED RING TYPE--LUGS | 11 | B
003 | 0.75 SQ. MM COPPER TYPE, PVC INSULATED RING TYPE--LUGS | 11 | B
004 | 1.00 SQ. MM COPPER TYPE, PVC INSULATED RING TYPE--LUGS | 11 | B
005 | 1.5 SQ. MM COPPER TYPE, PVC INSULATED RING TYPE--LUGS | 11 | B
006 | 2.5 SQ. MM COPPER TYPE, PVC INSULATED RING TYPE--LUGS | 11 | B
007 | 4.0 SQ. MM COPPER TYPE, PVC INSULATED RING TYPE--LUGS | 11 | B
008 | 6.0 SQ. MM COPPER TYPE, PVC INSULATED RING TYPE--LUGS | 11 | B
009 | 10.0 SQ. MM COPPER TYPE, PVC INSULATED RING TYPE--LUGS | 11 | B
010 | .5 SQ.MM RING TYPE INSU --LUGS | 11 | B
011 | 1.0 SQ.MM RING TYPE INSU --LUGS | 11 | B
012 | 1.5 SQ.MM RING TYPE INSU --LUGS | 11 | B
013 | 2.0 SQ.MM RING TYPE INSU --LUGS | 11 | B
014 | 2.5 SQ.MM RING TYPE INSU --LUGS | 11 | B
015 | 3.0 SQ.MM RING TYPE INSU --LUGS | 11 | B
016 | 3.5 SQ.MM RING TYPE INSU --LUGS | 11 | B
017 | 4.0 SQ.MM RING TYPE INSU --LUGS | 11 | B
018 | 4.5 SQ.MM RING TYPE INSU --LUGS | 11 | B
019 | 25 SQ MM RING TYPE M-6 MM HOLE | 11 | B
020 | 35 SQ MM RING TYPE M-6 MM HOLE | 11 | B
021 | 50 SQ MM RING TYPE M-10 MM HOLE | 11 | B
022 | 2.5 SQ MM COPPER FURK TYPE INSU-LUGS | 11 | B
023 | 0.5 SQ MM END SLEEVE INSU LUGS | 11 | B
024 | 2.5 SQ MM END SLEEVE INSU LUGS | 11 | B
025 | 1.0 SQ MM END SLEEVE INSU LUGS | 11 | B
026 | 10 SQ MM END SLEEVE INSU LUGS | 11 | B
027 | 16 SQ MM END SLEEVE INSU LUGS | 11 | B
028 | 70 SQ MM RING TYPE M-10 MM HOLE | 11 | B
029 | 16 SQ MM RING TYPE M-8 MM HOLE | 11 | B
030 | Fork type PVC insulated Copper cable Lugs 1.5 Sq.mm | 11 | B
031 | 10 SQ MM RING TYPE M-6 MM HOLE | 11 | B
032 | 25 SQ MM RING TYPE COPPER LUGS | 11 | B
033 | 35 SQ MM RING TYPE COPPER LUGS | 11 | B
034 | 70 SQ MM RING TYPE COPPER LUGS | 11 | B
035 | 95 SQ MM RING TYPE COPPER LUGS | 11 | B
036 | 50 SQ MM RING TYPE COPPER LUGS | 11 | B
037 | 100 SQ MM RING TYPE COPPER LUGS | 11 | B
038 | 110 SQ MM RING TYPE COPPER LUGS | 11 | B
039 | 120 SQ MM RING TYPE COPPER LUGS | 11 | B
040 | 150 SQ MM RING TYPE COPPER LUGS | 11 | B
041 | 185 SQ MM RING TYPE COPPER LUGS | 11 | B
050 | 25 SQ MM RING TYPE ALUMINIUM LUGS | 11 | B
051 | 35 SQ MM RING TYPE ALUMINIUM LUGS | 11 | B
052 | 70 SQ MM RING TYPE ALUMINIUM LUGS | 11 | B
053 | 95 SQ MM RING TYPE ALUMINIUM LUGS | 11 | B
054 | 50 SQ MM RING TYPE ALUMINIUM LUGS | 11 | B
055 | 100 SQ MM RING TYPE ALUMINIUM LUGS | 11 | B
056 | 110 SQ MM RING TYPE ALUMINIUM LUGS | 11 | B
057 | 120 SQ MM RING TYPE ALUMINIUM LUGS | 11 | B
058 | 150 SQ MM RING TYPE ALUMINIUM LUGS | 11 | B
059 | 185 SQ MM RING TYPE ALUMINIUM LUGS | 11 | B
060 | 240 SQ MM RING TYPE ALUMINIUM LUGS | 11 | B
000 | NA | 11 | I
001 | 35 x8 --Wooden Screw | 11 | I
002 | 50 X 8 - WOODEN SCREW | 11 | I
000 | NA | 11 | K
001 | ANCHOR FASTNER PIN TYPE 10 X100 | 11 | K
002 | ANCHOR FASTNER PIN TYPE 8 X 75 | 11 | K
003 | WEDGE ANCHOR FASTNER 8 X75 | 11 | K
004 | ANCHOR FASTNER PIN TYPE 12 X 75 | 11 | K
005 | ANCHOR FASTNER PIN TYPE 12 X 100 | 11 | K
000 | NA | 11 | L
001 | SADA SADDLE 25 MM | 11 | L
002 | SADA SADDLE 50 MM | 11 | L
003 | SADDLE 3/4" | 11 | L
004 | SADDLE 1/2" | 11 | L
005 | SADA SADDLE 40 MM | 11 | L
000 | NA | 11 | J
001 | ROLL PLUG 10 X 50 | 11 | J
000 | NA | 11 | M
001 | 12 mm PVC Conduit Light grade | 11 | M
002 | 20 mm PVC Conduit Light grade | 11 | M
003 | 25 mm PVC Conduit Light grade | 11 | M
004 | 32 mm PVC Conduit Light grade | 11 | M
005 | 40 mm PVC Conduit Light grade | 11 | M
006 | 50 mm PVC Conduit Light grade | 11 | M
007 | 65 mm PVC Conduit Light grade | 11 | M
101 | 12 mm PVC Conduit medium grade | 11 | M
102 | 20 mm PVC Conduit medium grade | 11 | M
103 | 25 mm PVC Conduit medium grade | 11 | M
104 | 32 mm PVC Conduit medium grade | 11 | M
105 | 40 mm PVC Conduit medium grade | 11 | M
106 | 50 mm PVC Conduit medium grade | 11 | M
107 | 65 mm PVC Conduit medium grade | 11 | M
108 | polymide conduit pipe PG-11 | 11 | M
109 | polymide conduit pipe PG-21 | 11 | M
110 | 20 mm PVC BLACK medium grade | 11 | M
111 | 50 mm PVC BLACK medium grade | 11 | M
000 | NA | 11 | N
002 | 20mm PVC Flexible Conduit | 11 | N
003 | 25 mm Metal Flexible conduit | 11 | N
004 | 25 mm PVC Flexible pipe | 11 | N
006 | 50 mm Metal Flexible conduit | 11 | N
007 | 50 mm PVC Flexible pipe | 11 | N
000 | NA | 11 | O
002 | 20 MM BAND | 11 | O
003 | 25 MM TEE | 11 | O
006 | 50 MM TEE | 11 | O
007 | 50 MM BAND | 11 | O
008 | 25 MM BAND | 11 | O
000 | NA | 11 | P
001 | 75X25X 1.6 MM | 11 | P
002 | 50X50 MM | 11 | P
003 | 100X50 MM | 11 | P
004 | 150X50 MM | 11 | P
005 | 200X50MM | 11 | P
006 | 300X50MM | 11 | P
007 | 75x50x1.6 mm | 11 | P
008 | Cable tray | 11 | P
000 | NA | 11 | Q
001 | NA | 11 | Q
002 | 20 mm medium grade | 11 | Q
003 | 25 mm medium grade | 11 | Q
004 | 32 mm medium grade | 11 | Q
005 | 40 mm medium grade | 11 | Q
006 | 50 mm medium grade | 11 | Q
000 | NA | 11 | C
001 | End Stopper | 11 | C
002 | CW CTS 2.5 UN GREY | 11 | C
003 | CW EP 2.5 ENDPLATE | 11 | C
000 | NA | 11 | D
001 | 6-12 mm S.C gland | 11 | D
002 | 16 mm S.C gland | 11 | D
003 | 19 mm S.C gland | 11 | D
004 | 22 mm S.C gland | 11 | D
005 | pG 13.5 - PVC | 11 | D
006 | PG 7 - PVC | 11 | D
007 | PG 9 - PVC | 11 | D
008 | PG-16 PVC | 11 | D
009 | PG-19 PVC | 11 | D
010 | PG-21 PVC | 11 | D
011 | PG-36 PVC | 11 | D
012 | PG-25 PVC | 11 | D
013 | PG-29 PVC | 11 | D
014 | 25 MM S.C METAL | 11 | D
015 | 32 MM S.C METAL | 11 | D
016 | 35 MM S.C METAL | 11 | D
017 | 38 MM S.C METAL | 11 | D
018 | M20 x 1.5 Plastic gland | 11 | D
019 | Metal Cable Gland Single comp. 3C*16 Sq.mm Aluminium Armour cable | 11 | D
020 | Metal Cable Gland Single comp. 3C*70Sq.mm Aluminium Armour cable | 11 | D
021 | Metal Cable Gland Single comp. 3C*185Sq.mm Aluminium Armour cable | 11 | D
022 | Metal Cable Gland Single comp. 3C*240Sq.mm Aluminium Armour cable | 11 | D
023 | Metal Cable Gland Double comp. 3C*70Sq.mm Aluminium Armour cable | 11 | D
024 | Metal Cable Gland Double comp. 3C*185Sq.mm Aluminium Armour cable | 11 | D
025 | Metal Cable Gland Double comp. 3C*240Sq.mm Aluminium Armour cable | 11 | D
000 | NA | 11 | E
001 | 0.5 SQ. MM FERRULES | 11 | E
002 | 1.0 SQ. MM FERRULES | 11 | E
003 | 1.5 SQ. MM FERRULES | 11 | E
000 | NA | 11 | S
001 | 5/15A 6 NOS. SOCKET ROUND PIN PDU WITH 2.5 MTR CABLE | 11 | S
002 | 5A 3 PIN TOP (pack of 2) Three Pin Plug | 11 | S
000 | NA | 11 | F
001 | MCB CHANNEL | 11 | F
001 | SPIRAL 3X8 (9 MM) BLACK | 11 | G
001 | SOLAR LED LIGHT 18 W | 11 | V
002 | 9 W LED WITH SOLAR PANEL AND BATTERY | 11 | V
004 | 5 W Panel Tubelight | 11 | V
001 | INSULATION TAPE BLACK | 11 | H
002 | Gasket | 11 | H
001 | LIMIT SWITCH ROLLER TYPE | 11 | W
001 | CREDAL 19X19 MM | 11 | T
001 | Copuler | 11 | X
101 | EARTHIGN RODE 17.2/3 WITH BFC BAG | 11 | U
201 | POLYPLAST SMALL PIT COVER | 11 | U
102 | LIGHTNING ARRESTER KALRE ALR-04 WITH 5 MTR POLE | 11 | U
103 | LIGHTNING ARRESTER COUNTER | 11 | U
104 | JUNCTION BOX FOR LIGHTING ARRESTOR | 11 | U
105 | EARTHING RODE PRIME SERIES 80/3 GI | 11 | U
106 | BFC CHEMICAL BAG PRIME 25 KG | 11 | U
107 | EARTHING RODE PRIME SERIES 80/2 GI | 11 | U
108 | FRP EARTH PIT COVER SMALL | 11 | U
109 | EARTHING STRIP GI 25X3 MM | 11 | U
110 | EARTHING ELECTRODE WITH BFC BAG 17.2 PIT COVER SMALL POLYPLAST | 11 | U
111 | LIGHTNING ARRESTER | 11 | U
112 | 25 MM Dia and 1 Mtr Length With 5 Spoke and Bowl LIGHTING ARRESTER | 11 | U
113 | Early Streamer Emission (ESE) Lightning Rod - with all installation accessories-adaptor, Mast, Mast protector, Down Conductor, Strike Counter, Test Link, Earth Terminal, Earth pits. Protection Tube | 11 | U
201 | Combine Code 25 MM Lightning Arrester and GI Strip | 11 | U
202 | EARTHING STRIP GI 25X5 MM | 11 | U
203 | Earthing Plate 600*600*3mm | 11 | U
204 | Charkol solid | 11 | U
205 | Rock Salt | 11 | U
101 | 4 X 4 PVC Juncation Box Terminal | 11 | Z
102 | 6 X 4 PVC juncation Box | 11 | Z
103 | stand | 11 | Z
104 | 125*125*80 JB | 11 | Z
| TrinitT Juncation Box | 11 | Z
001 | 1/2 " Flexible | 11 | R
002 | 3/4 " Flexible | 11 | R
003 | 1 " Flexible | 11 | R
004 | 1.5 " Flexible | 11 | R
001 | Indore cable termination Kit for 6.6 KV , aluminium cable 3C*70Sq. mm | 11
000 | NA | 12
001 | RS-485 COM. PORT | 12
002 | ETHERNET PORT | 12
003 | RS-485 &RS-232 PORT | 12
004 | 2X ETHERNET | 12
005 | ETHERNET AND ONE RS-485 | 12
006 | RS 485 to RS 232 Convertor | 12
007 | RS 232 to RS 485 Converter | 12
008 | USB to RS485 converter | 12
000 | NONE | 13 | A
001 | SPD 1 PHASE (P+N) | 13 | A
002 | SPD 3 PHASE + N | 13 | A
003 | Over Voltage Protection- OVP for SLC | 13 | A
004 | 24V DC 8PIN ROUND | 13 | E
005 | 240V AC 8PIN ROUND | 13 | E
006 | 24VDC 8 PIN FLAT | 13 | E
007 | 240V AC 8PIN FLAT | 13 | E
008 | 240V AC | 13 | E
009 | 24 V DC 2 CO, 10 A | 13 | E
010 | overload relay | 13 | E
011 | single phase protection Relay | 13 | E
012 | 110 VDC | 13 | E
013 | 230V | 13 | E
014 | 240V AC | 13 | E
015 | 110V AC | 13 | E
016 | PHASE SEQUENCE | 13 | E
017 | CURRENT SENSING RELAY | 13 | E
501 | Panel Door Limit Switch | 13 | E
003 | 0-60C | 13 | D
101 | 1 PHASE MULTIFUNCTION METER , CLASS 1 ACCURACY, RS-485 | 13 | G
301 | 3PHASE 4 WIRE WITH CLASS 1 ACCURACY, RS-485 | 13 | G
302 | 3PHASE 4 WIRE WITH CLASS 0.5 ACCURACY, RS-485 | 13 | G
303 | 3PHASE DUAL SOURCE ENERGY METER | 13 | G
009 | Neodymium Block magnet | 13 | H
010 | 280*80MM BALL 230VAC | 13 | I
011 | 4" EXHAUST FAN WITH FILTER | 13 | I
011 | 12V26 AH SMF BATTERY | 13 | J
012 | 12V42 AH SMF BATTERY | 13 | J
013 | 12V 7 AH SMF BATTERY | 13 | J
014 | 12V-1.3 AH SMF Battery | 13 | J
015 | 12V-7 AH SMF Battery | 13 | J
016 | 12V-4.5 AH SMF Battery | 13 | J
014 | 3.7V 4 AMP CHARGER | 13 | K
015 | MCB Auto Trip reset device (3 Pole up to 32A) | 13 | K
001 | 2A SP MCB | 13 | L
002 | 6A DP PCB | 13 | L
003 | ACTI 9 C60 06A /2P/ 10000 A | 13 | L
004 | ACTI 9 C60 10A /2P/ 10000 A | 13 | L
005 | ACTI 9 C60 16A /2P/ 10000 A | 13 | L
006 | ACTI 9 C60 20A /2P/ 10000 A | 13 | L
007 | ACTI 9 C60 63A /3P/ 10000 A | 13 | L
008 | 63 A 2 POLE DC MCB-6 KA 800 VDC | 13 | L
009 | ACTI 9 C60 40A/3P/10000 A | 13 | L
009 | 64 A 4 POLE DC MCB-6 KA 1000 VDC | 13 | L
010 | 63A 1 POLE DC 6kA 1000V DC MCB IEC standard:60947-2 | 13 | L
011 | 32 AMP 4 POLE RCBO L&T 30 mA | 13 | L
012 | 4 Pole MCB 63 A | 13 | L
013 | 16 AMP MCB-3 POLE | 13 | L
014 | 10 AMP MCB - 2 POLE | 13 | L
015 | 32 Amp 3P | 13 | L
016 | 6 Amp single pole | 13 | L
018 | 40 AMP MCCB | 13 | L
001 | 1 No add On | 13 | M
002 | 2 NO-2NC add on | 13 | M
003 | 1NC ADD ON | 13 | M
004 | Cable Duct | 13 | M
001 | Loctite 3900 (500 ML) | 13
001 | VFD 3 HP | 13 | O
002 | VFD 5 HP | 13 | O
003 | VFD 10 HP | 13 | O
004 | VFD 12.5 HP | 13 | O
005 | VFD 15 HP | 13 | O
006 | VFD 17.5 HP | 13 | O
007 | VFD 20 /25 HP | 13 | O
008 | VFD 30 /35 HP | 13 | O
009 | VFD 3 HP SOLAR | 13 | O
010 | VFD 5 HP SOLAR | 13 | O
011 | VFD 7.5 HP SOLAR | 13 | O
012 | VFD 10 HP SOLAR | 13 | O
013 | VFD 12.5 HP SOLAR | 13 | O
014 | VFD 15 HP SOLAR | 13 | O
015 | VFD 17.5 HP SOLAR | 13 | O
016 | VFD 20 HP SOLAR | 13 | O
017 | VFD 25 HP SOLAR | 13 | O
018 | VFD 30 HP SOLAR | 13 | O
019 | VFD 2 HP SOLAR | 13 | O
020 | VFD 40 HP SOLAR | 13 | O
021 | VFD 36 /40 HP | 13 | O
022 | VFD 41 /45 HP | 13 | O
023 | VFD 46/50 HP | 13 | O
024 | VFD 51/60 HP | 13 | O
025 | VFD 61/65 HP | 13 | O
026 | VFD 66/70 HP | 13 | O
027 | VFD 71/75 HP | 13 | O
028 | Soft strater 30HP | 13 | O
029 | Soft strater 50HP | 13 | O
030 | VFD 7.5 HP 415 VAC | 13 | O
001 | PUSH BUTTON 2 POSITION SELECTOR SWITCH | 13 | Q
002 | PUSH BUTTON WITH NO/NC Contcat | 13 | Q
001 | LRS 200-24 VDC | 13 | B
002 | 100-240V input, 24VDC output LABL2REM24100K | 13 | B
003 | SMPS Output 27.6Vdc at 2.4A +27.6Vdc at 1.25A; with battery charger output PSC-100B-C | 13 | B
004 | Din Rail Switching Mode Power Supply Input 230VAC OUTPUT : 24V 2.1 A | 13 | B
005 | Power Supply,AC-DC,24V,2.2A 100-264V In,Enclosed,Commercial,52.8W,LRS Series | 13 | B
006 | 100-240v input, 12 vOUTPUT 2.1 AMP | 13 | B
| SMPS 24 VDC LRS50-24 | 13 | B
007 | LRS 75-24 | 13 | B
008 | single phase power supply, 100...240V input, 24V DC output, 252W, 10,5A | 13 | B
| SMPS 12 VDC LRS-50-12 | 13 | B
001 | RTD PT 100 | 13 | S
002 | Photocell sensor BT31P1 | 13 | S
001 | 22mm Green LED | 13 | T
002 | 22mm RED LED | 13 | T
003 | 22mm BLUE LED | 13 | T
004 | 22mm YELLOW LED | 13 | T
005 | RYB Indication | 13 | T
001 | ABB AX80-30-11-3P 220VAC Contactor | 13 | U
002 | ABB AX50-30-11-3P 220VAC Contactor | 13 | U
003 | AC-3 - <= 440 V 25A - 220 V AC coil | 13 | U
004 | 25A, 4 P Contactor MCX 02+ADD ON CONTACT L&T | 13 | U
005 | Contactor MNX 32 3POLE | 13 | U
006 | Contactor MNX 36 3POLE | 13 | U
007 | Contactor MNX 50 3POLE | 13 | U
008 | Contactor MNX 80 3POLE | 13 | U
009 | Contactor MNX 95 3POLE | 13 | U
010 | Contactor MNX 110 3POLE | 13 | U
011 | Contactor MNX 140 3POLE | 13 | U
012 | Contactor MNX 185 3POLE | 13 | U
013 | Contactor MNX 225 3POLE | 13 | U
014 | Contactor 9 Amp 3 pole | 13 | U
015 | Contactor 40 Amp 3 pole SCH | 13 | U
016 | Contactor 50 Amp 3 pole SCH | 13 | U
017 | Contactor 3tf30 3 pole Siemens | 13 | U
018 | 10 Amp Auxiliary Contactor | 13 | U
001 | 4 - 20 mA input and 485 Output | 13 | V
002 | RTD & 4 - 20 mA input and 485 Output | 13 | V
001 | 2 Pole 2 Way Selector Swith with OFF | 13 | X
002 | 2 Pole 3 Way Selector Swith W/O OFF | 13 | X
003 | 40 AMP AC/DC Change Over Switch | 13 | X
004 | 100 AMP CHANGE OVER SWITCH | 13 | X
001 | 80/5 | 13 | Z
002 | 100/5 | 13 | Z
003 | 200/5 | 13 | Z
004 | 60/5 | 13 | Z
001 | Relay Base Flat 8Pin | 13 | AA
002 | Relay base Round 8PIN | 13 | AA
1 | ALVD2 3Phase | 13 | AC
011 | Soft starter 7.5 HP | 13
012 | Soft starter 10 HP | 13
013 | Soft starter 12.5 HP | 13
014 | Soft starter 15 HP | 13
015 | Soft starter 17.5 HP | 13
016 | Soft starter 20 HP | 13
017 | Soft starter 25 HP | 13
018 | Soft starter 30 HP | 13
019 | Soft starter 40 HP | 13
020 | Soft starter 50 HP | 13
021 | Soft starter 60 HP | 13
001 | 125 Amp 3pole | 13 | Y
002 | 160 Amp 3pole | 13 | Y
003 | 200 Amp 3pole | 13 | Y
004 | 250 Amp 3pole | 13 | Y
005 | 300 Amp 3pole | 13 | Y
006 | 350 Amp 3Pole | 13 | Y
007 | 400 Amp 3pole | 13 | Y
8 | 320 AMP 3 POLE | 13 | Y
009 | 50 AMP 3 POLE 36 kA | 13 | Y
001 | 3TF30 | 13 | AD
002 | 3TF40 | 13 | AD
003 | 3TF46 | 13 | AD
004 | 3TF48 | 13 | AD
005 | 3TF50 | 13 | AD
006 | Contactor Coil MNX 80 | 13 | AD
007 | Contactor Coil MNX 140 | 13 | AD
008 | Contactor Coil MNX 185 | 13 | AD
009 | 3TF52 | 13 | AD
010 | 3TF54 | 13 | AD
001 | Contactor Kit MNX 50 | 13 | AE
002 | Contactor Kit MNX 80 | 13 | AE
003 | Contactor Kit MNX 110 | 13 | AE
004 | Contactor Kit MNX 9 | 13 | AE
001 | Contactor 10 KVAR | 13 | AF
001 | 3Phase Analog | 13 | AG
002 | 3 Phase Digital | 13 | AG
001 | 3Phase Analog | 13 | AH
002 | 3 Phase Digital | 13 | AH
001 | Analog | 13 | AI
002 | Digital | 13 | AI
001 | Capacitor 7.5KVAR | 13 | AJ
002 | Capacitor 10 KVAR | 13 | AJ
003 | Capacitor 15 KvAR | 13 | AJ
004 | Capacitor 25 KvAR | 13 | AJ
001 | 32 amP | 13 | AK
002 | 63 AMP | 13 | AK
003 | 80 AMP | 13 | AK
004 | 100 AMP | 13 | AK
005 | 125 AMP | 13 | AK
006 | 150 AMP | 13 | AK
007 | 175 AMP | 13 | AK
008 | 200 AMP | 13 | AK
100 | FIBER TRANSVICER | 14 | A
011 | PIG TAIL: SC SM 1 METER | 14 | A
021 | PATCH CORD: LC SC SM DUPLEX 3 METER | 14 | A
031 | LIU: 12 PORT RACK MOUNT SC SM | 14 | A
041 | OUTDOOR JOINTER | 14 | A
001 | 1 METER STANDARD CAT 6 LAN CABLE (PATCH CORD) | 14 | B
002 | 2 METER STANDARD CAT 6 LAN CABLE (PATCH CORD) | 14 | B
005 | 5 METER STANDARD CAT 6 LAN CABLE (PATCH CORD) | 14 | B
101 | INDUSTRIAL 24 PORT 10/100/1000 MBPS | 14 | B
102 | 8 PORT WEB SMART SWITCH | 14 | B
103 | 5 PORT LAN SWITCH | 14 | B
104 | 12 PORT LAN SWITCH | 14 | B
004 | CAT 6 CABLE 305 MTR | 14 | B
004 | RJ 45 CONNECTOR | 14 | B
005 | Cable tester (RJ 45 Connector) | 14 | B
041 | wall mount 600W*12U*500D | 14 | D
042 | TPLINK 8 PORT 10/100 LAN SWITCH | 14 | D
043 | External Type | 14 | D
044 | Xexagon 2 PORT 10/100/1000M Industrial SWITCH | 14 | D
001 | 6 SOCKET | 14 | E
001 | CORE I3 WITH ITB HARD DISK 128 GB HARDDISK WIN 10 8GB RAM DVD R/W | 14 | K
002 | CORE I5 WITH ITB HARD DISK 128 GB HARDDISK WIN 10 8GB RAM DVD R/W | 14 | K
003 | INTEL CORE I3 12TH GEN 4GB DDR RAM,1TB HDD ,18.5 LED SCREEN,KBD,MOUSE | 14 | K
004 | CORE I5 WITH ITB HARD DISK 512 GB SSD WIN 12 8GB RAM | 14 | K
005 | Core i7 12700/8GB/1 TB | 14 | K
006 | LENOVO THINKCENTER | 14 | K
007 | HP2367IL i3/4GB/1TB/20"/WIN11 | 14 | K
009 | HP PRO TWR 280G9 MT CORE I3 12100 | 14 | K
010 | HP 280 G6 DESKTOP | 14 | K
011 | DELL PRECISION 3650 | 14 | K
012 | Core i7 10th gen Desktop/Laptop with 8 GB RAM and 1TB SSD with latest configurations | 14 | K
013 | Windows 10/12/16 or latest; 64 bit ; Intel Core i7 processor, 8GB RAM, 500GB SATA Hard Drive, 10/100 Ethernet card, DVD RW Drive | 14 | K
014 | 65 INCH Or Above 4K LFD Professional Display including 350 Nit Brightness, Min 2XHDMI, 1-DVI/VGA, 1x RJ45 | 14 | K
015 | i3 processor with 512 GB SSD, 8 GB RAM with HDMI and VGA port and 19-inch monitor, Windows 10, KBD Mouse | 14 | K
016 | Industrial touch panel (IPC) screen size : 15 "touch screen with 1.6 GHZ CPU, 2 GB DDR3 RAM, 500 GB , 9~36 VDC with adaptor, windows 10 OS, and WiFi and Lan port | 14 | K
017 | i3 8th generation processor(4GB/1TB/DVD writer,17" Monitor, mouse and key board, | 14 | K
018 | i5, 13th Gen, 8GB RAM, 21" Display, mouse and key board | 14 | K
001 | industrial 4 port 10/100/1000T , 2 port SFP managed switch | 14 | C
002 | RS485 to ethernet convertor | 14 | C
003 | RS 485 to 232 Convertor | 14 | C
001 | PRINTER HP DJ 2332 | 14 | P
002 | BROTHER PRINTER CARTRIDGE | 14 | P
003 | BROTHER PRINTER DCP-B7535 DW | 14 | P
004 | LaserJet Printer A4 Size | 14 | P
005 | HP178NW COLOR LS | 14 | P
006 | CANON IRC3223 | 14 | P
007 | BROTHER PRINTER DCP-L3551CDW | 14 | P
009 | HP Laser Printer 1018 | 14 | P
010 | HP B & W PRINTER | 14 | P
011 | HP Office Jet Pro 7740 CARTRIDGE | 14 | P
012 | Laser jet | 14 | P
013 | Hp ink tank printer COLOUR | 14 | P
014 | HP LASERJET PRINTER CARTRIDGE | 14 | P
015 | Hp Laserjet 1188 Printer All in One | 14 | P
101 | Brother DCP-L3560CDW | 14 | P
001 | Wireless Router | 14 | R
002 | FIREWALL ROUTER XG87 | 14 | R
003 | FIREWALL ROUTER XG87 WITH STREAM PORTECTION -12 MOS | 14 | R
004 | FIREWALL ROUTER XG107 | 14 | R
005 | FIREWALL ROUTER XG107 WITH STREAM PORTECTION -12 MOS | 14 | R
006 | D LINK 4G ROUTER DWR-921 | 14 | R
007 | MEDIAPLAYER ROUTER FOR VIDEO WALL | 14 | R
008 | FIREWALL ROUTER K7 | 14 | R
001 | KEYBOARD | 14 | M
002 | WIRELESS KEYBOARD | 14 | M
003 | MOUSE | 14 | M
004 | WIRELESS MOUSE | 14 | M
005 | CABINET FINGER | 14 | M
006 | INTEL CORE I5 1OTH GEN PROCESSOR | 14 | M
008 | 16GB DDR4 RAM | 14 | M
009 | WD 500GB SSD | 14 | M
010 | GRAPHIC CARD | 14 | M
011 | MINI DISPLAY CONVERTER | 14 | M
012 | HDMI CABLE 10 MTR | 14 | M
013 | POWER CORD | 14 | M
014 | SMPS | 14 | M
015 | WIFI DEVICE | 14 | M
001 | 21.5 " | 14 | Y
002 | 18.5 " | 14 | Y
003 | 32" | 14 | Y
004 | 19" | 14 | Y
005 | 27" | 14 | Y
006 | 43" | 14 | Y
007 | 24" | 14 | Y
008 | 55 " | 14 | Y
009 | 65 " | 14 | Y
010 | 75" | 14 | Y
011 | 80" | 14 | Y
001 | IP- 2 MP DOM CAMERA -4 MM | 14 | Z
002 | IP- 2 MP BULLET CAMERA -4 MM | 14 | Z
004 | OUTDOOR JB FOR CAMERA | 14 | Z
005 | IP BULLET CAMERA COVER | 14 | Z
101 | NVR 4 CH-DS-7P04NI-Q1 | 14 | Z
102 | NVR -8 CH -ZF08NI-Q1 | 14 | Z
103 | NVR -32 CH -DS-7732NI-K4 | 14 | Z
202 | HARD DISK 2 TB WD PURPLE | 14 | Z
203 | indor/outdor Camera with 1/2.8" CMOS sensor, 5MP (2592 x 1944) min individually | 14 | Z
301 | POE SWITCH - 4 PORT | 14 | Z
302 | POE SWTICH - 8 PORT | 14 | Z
303 | POE SWITCH - 16 PORT | 14 | Z
304 | POE SWITCH - 24 PORT | 14 | Z
401 | RACK - 4U TOPRACKS | 14 | Z
402 | RACK - 6U - NVR RACK | 14 | Z
403 | RACK - 12U - NVR RACK | 14 | Z
404 | RACK - 3U TOPRACKS | 14 | Z
501 | PTZ CAMERA | 14 | Z
502 | PTZ CAMERA BRACKET | 14 | Z
503 | 2 MP Camera | 14 | Z
504 | DVR | 14 | Z
601 | NVR HARD disk 1 TB | 14 | Z
701 | 4 Ch 5 V DC power supply | 14 | Z
702 | Camera Box 4x4 | 14 | Z
703 | Video Ballon Pin | 14 | Z
704 | BNC Pin | 14 | Z
705 | DC PIN | 14 | Z
001 | SSD 256 gb | 14 | X
002 | MICRO SD CARD 32 gb | 14 | X
003 | 8 GB DDR4 SERVER RAM | 14 | X
4 | HDD 1TB | 14 | X
5 | HDD 8TB | 14 | X
001 | USB TO SERIAL CONVERTOR | 14
001 | DELL LATITUDE 3520 | 14 | F
002 | 15" display laptop, CPU I3 Processor with 8 GB RAM AND 1 TB HDD | 14 | F
001 | DELL POWEREDGE R240 XENON E224 | 14 | H
002 | DELL POWEREDGE R250 Intel Xeon E-2314 2.8GHz, 8M Cache, 4C/4T, Turbo (65W), 3200 MT/s 1 x 16GB UDIMM | 14 | H
003 | SERVER tower type, Intel xeol processor , 16GB RAM, 1 TB hard desk | 14 | H
004 | INTEL XEON Processor / Latest,DDR4 DIMMs at up to 2400 MT/s 12 DIMM: 128 GB, 4*1.2TB Raid , rack mounting | 14 | H
005 | Tower Server with 8 GB RAM AND 1 TB HDD | 14 | H
006 | HPE DL380 Gen10 2U RACK 24u 600*1000 with accessories included 4 fan 1 5skt 5/15 amp pdu MCB 1 full tray 1 cable manager | 14 | H
007 | Dell-Poweredge-Xenon E5-2440 or higher - 1600MT/s RDIMMS or higher 8 GB RDIMM, RAID 5 software or hardware controller compatible 5-1TB 7.2 K RPM near line SAS 6 bps 2.5 in Hot plu hard drive or higher compatible with 23 " TFT monitor | 14 | H
001 | LAPTOP BATTERY | 14 | N
000 | MATERIAL TO OFFICE | 15
001 | MATERIAL FROM OFFICE TO SITE/STORE | 15
002 | AT SITE WORK | 15
003 | WOODEN BOX PACKING | 15
004 | AT REMOTE SITE | 15
005 | MATERIAL FROM VENDOR TO SITE | 15
006 | PACKAGING AND FORWARDING | 15
007 | RO WATER MACHINE | 15
008 | PRINTER | 15
009 | REPOWDER COATING OF ENCLOSURE | 15
001 | Pressure Transmitter | 15
101 | Hydrostatic Level Transmiter | 15
201 | Flow Meter 100 mm | 15
202 | Flow meter 150 mm | 15
203 | RADAR LEVEL TRANSMITTER | 15
204 | VERNIER CALIPER (0 TO 300 MM (0.02 MM)) | 15
205 | MEASURING STEEL TAPE (0 TO 10.000 MM) MT-01 | 15
206 | DIGITAL mV/mA CALIBRATOR (LOOP cALIBRATOR) (0 TO 24V/0 TO 22 Ma DC) | 15
207 | PRESSURE TRANSMITTER (0TO53 BAR(0.001 BAR)),N1N10410134441 | 15
208 | PIPETTES GRADUATED (0 TO 10 ML/0.1 ML) ,PIPETTE_10 ML-02 | 15
209 | PIPETTES GRADUATED (0 TO 10 ML/0.1 ML) ,PIPETTE_10 ML-01 | 15
210 | CONICAL FLASK (1000 ml (200-1000 ml IN STEP 200 ml) FLASK_1000 ml | 15
211 | CONICAL FLASK (250 ml (100-250 ml IN STEP 50 ml) FLASK_250 ml | 15
212 | CONICAL FLASK (500 ml (200-500 ml IN STEP 100 ml) FLASK_500 ml | 15
213 | ULTRASONIC LEVEL TRANSMITTER(4-20 mA),PBD/E6170230 | 15
214 | MEASURING STEEL TAPE (0 TO 30.000 MM)MT-02 | 15
215 | Multimeter | 15
216 | Ph SENSOR TRANSMITTER | 15
001 | ROOMS TARIFF | 15 | H
001 | Welding | 15 | C
100 | NA | 16 | A
101 | CU/CUSO4 | 16 | A
100 | NA | 16 | B
101 | Coupan | 16 | B
001 | 12 MM | 17 | F
002 | 15 MM | 17 | F
003 | 19 MM | 17 | F
004 | 25 MM | 17 | F
005 | 32 MM | 17 | F
006 | 40 MM | 17 | F
007 | 50 MM | 17 | F
101 | 12 MM CI | 17 | F
102 | 15 MM CI | 17 | F
103 | 19 MM CI | 17 | F
104 | 25 MM CI | 17 | F
105 | 32 MM CI | 17 | F
106 | 40 MM CI | 17 | F
107 | 50 MM CI | 17 | F
108 | 80 MM CI | 17 | F
109 | 100 MM CI | 17 | F
110 | 125 MM CI | 17 | F
111 | 150 MM CI | 17 | F
112 | 200 MM CI | 17 | F
113 | 250 MM CI | 17 | F
114 | 300 MM CI | 17 | F
001 | 50 MM | 17 | G
002 | 80 MM | 17 | G
003 | 100 MM | 17 | G
004 | 125 MM | 17 | G
005 | 150 MM | 17 | G
006 | 200 MM | 17 | G
007 | 250 MM | 17 | G
008 | 300 MM | 17 | G
009 | 350 MM | 17 | G
010 | 400 MM | 17 | G
| 40 MM | 17 | G
001 | 50 MM | 17 | J
002 | 80 MM | 17 | J
003 | 100 MM | 17 | J
004 | 125 MM | 17 | J
005 | 150 MM | 17 | J
006 | 200 MM | 17 | J
007 | 250 MM | 17 | J
008 | 300 MM | 17 | J
009 | 350 MM | 17 | J
010 | 65 MM | 17 | J
001 | EXTENDED SHAFT MS POWDER COATED 500 MM LONG FOR BFV 80 MM | 17 | K
002 | EXTENDED SHAFT MS POWDER COATED 1000 MM LONG FOR BFV 100 MM | 17 | K
003 | EXTENDED SHAFT MS POWDER COATED 500 MM LONG FOR BFV 150 MM | 17 | K
004 | EXTENDED SHAFT WITH MS POWDER COATED PIPE AND COUPLER 500 MM LONG FOR BFV 100 MM | 17 | K
005 | ELECTRICAL ACTUATOR HANDWHEEL SHAFT EXTENSION | 17 | K
006 | EXTENDED SHAFT & COUPLER MS POWDER COATED 500 MM LONG FOR SUIT 50MM BALL VALVE | 17 | K
007 | EXTENDED SHAFT MS POWDER COATED 1500 MM LONG FOR BFV 100 MM | 17 | K
008 | BRACKET FOR THREE PHASE ACTUTATOR WITH DIRECT MOUNT | 17 | K
009 | BRACKET FOR THREE PHASE ACTUTATOR WITH EXTENDED SHAFT MOUNT | 17 | K
010 | Cam shaft | 17 | K
401 | 50 MM | 17 | C
402 | 80 MM | 17 | C
403 | 100 MM | 17 | C
501 | Marsh Multiturn ACT motor QT-5, | 17
502 | Marsh Multiturn ACT motor QT-10, | 17
503 | Marsh Multiturn ACT motor QT-20 | 17
001 | 40 MM | 17 | B
002 | 80 MM | 17 | B
003 | 100 MM | 17 | B
004 | 125 MM | 17 | B
005 | 150 MM | 17 | B
006 | 200 MM | 17 | B
007 | 250 MM | 17 | B
008 | 300 MM | 17 | B
009 | 350 MM | 17 | B
010 | 400 MM | 17 | B
011 | 500mm | 17 | B
012 | 600mm | 17 | B
013 | 800mm | 17 | B
014 | 900mm | 17 | B
015 | 1200mm | 17 | B
001 | 40 MM | 17
002 | 50 MM | 17
003 | 80 MM | 17
004 | 100 MM | 17
005 | 125 MM | 17
006 | 150 MM | 17
007 | 200 MM | 17
008 | 250 MM | 17
009 | 300 MM | 17
010 | 350 MM | 17
011 | 400 MM | 17
012 | 500mm | 17
013 | 600mm | 17
014 | 800mm | 17
015 | 900mm | 17
001 | RTU 1000 | 18 | A
002 | RTU 6000-16 | 18 | A
003 | RTU 6000-32 | 18 | A
004 | RTU 3000 | 18 | A
005 | RTU 9000 | 18 | A
006 | RTU 6000-16 REDUNDANT | 18 | A
007 | RTU6000 PLUS+ | 18 | A
008 | WIMAN RTU PANEL | 18 | A
009 | MY IR | 18 | A
000 | NA | 18 | B
001 | RTU + 1 SCADA | 18 | B
002 | RTU + 2 SCADA | 18 | B
003 | RTU + 3 SCADA | 18 | B
004 | RTU + 4 SCADA | 18 | B
005 | RTU + 5 SCADA | 18 | B
006 | RTU + 6 SCADA | 18 | B
007 | RTU + 7 SCADA | 18 | B
008 | RTU + 8 SCADA | 18 | B
009 | RTU + 9 SCADA | 18 | B
010 | RTU + 10 SCADA | 18 | B
011 | RTU + SCADA+ PDB | 18 | B
014 | RTU + 14 SCADA | 18 | B
015 | RTU+ 15 SCADA | 18 | B
016 | PLC panel for Intake well- 4203 | 18 | B
017 | PLC panel for CWPH- 4203 | 18 | B
018 | PLC panel for Filter House-1 - 4203 | 18 | B
019 | PLC panel for Filter House-2 - 4203 | 18 | B
020 | PLC Panel for Filter House-3 - 4203 | 18 | B
021 | PLC panel for Filter House-4 - 4203 | 18 | B
022 | PLC Panel for chemical house - 4203 | 18 | B
023 | PLC Panel for chlorination- 4203 | 18 | B
024 | PLC Panel for DG set - 4203 | 18 | B
000 | NA | 18 | C
001 | RTU + 1 SCADA + 1 ACT | 18 | C
002 | RTU + 2 SCADA + 2 ACT | 18 | C
003 | RTU + 3 SCADA + 3 ACT | 18 | C
004 | RTU + 4 SCADA + 4 ACT | 18 | C
005 | RTU + 1 SCADA + 2 ACT | 18 | C
006 | RTU + 10 SCADA + 10 ACT | 18 | C
007 | RTU + 5 SCADA + 5 ACT | 18 | C
008 | RTU + 6 SCADA + 6 ACT | 18 | C
009 | RTU + 8 SCADA + 8 ACT | 18 | C
010 | RTU + 1 SCADA + 2 ACT | 18 | C
011 | RTU + 3 SCADA + 4 ACT | 18 | C
012 | RTU +3 SCADA + 3 - Three phase act + 3 - Single phase act | 18 | C
013 | RTU +7scada + 1 act | 18 | C
014 | RTU+4 scada + 10 act | 18 | C
015 | RTU+4 scada + 15 act | 18 | C
016 | RTU+4 SCADA+5 ACT | 18 | C
000 | NA | 18 | D
001 | RTU + 1 ACT | 18 | D
002 | RTU + 2 ACT | 18 | D
003 | RTU + 3 ACT | 18 | D
004 | RTU + 4 ACT | 18 | D
005 | RTU + 5 ACT | 18 | D
006 | RTU + 6 ACT | 18 | D
007 | RTU + 7 ACT | 18 | D
008 | RTU + 8 ACT | 18 | D
009 | RTU + 9 ACT | 18 | D
010 | RTU + 10 ACT | 18 | D
000 | NA | 18 | E
001 | STP PANEL | 18 | E
002 | FILTER BED PANEL | 18 | E
000 | NA | 18 | F
001 | 5 HP X 1 NOS | 18 | F
002 | 5 HP X 2 NOS | 18 | F
003 | 7.5 HP X 1 NOS | 18 | F
004 | 7.5 HP X 2 NOS | 18 | F
005 | 10 HP X 1 NOS | 18 | F
006 | 10 HP X 2 NOS | 18 | F
007 | 12.5 HP X 1 NOS | 18 | F
008 | 12.5 HP X 2 NOS | 18 | F
009 | 15 HP X 1 NOS | 18 | F
010 | 15 HP X 2 NOS | 18 | F
011 | 17.5 HP X 1 NOS | 18 | F
012 | 17.5 HP X 2 NOS | 18 | F
013 | 20 HP X 1 NOS | 18 | F
014 | 20 HP X 2 NOS | 18 | F
015 | 22.5 HP X 1 NOS | 18 | F
016 | 22.5 HP X 2 NOS | 18 | F
017 | 25 HP X 1 NOS | 18 | F
018 | 25 HP X 2 NOS | 18 | F
019 | 30 HP X 1 NOS | 18 | F
020 | 30 HP X 2 NOS | 18 | F
021 | 35 HP X 1 NOS | 18 | F
022 | 35 HP X 2 NOS | 18 | F
023 | 40 HP X 1 NOS | 18 | F
024 | 40 HP X 2 NOS | 18 | F
025 | 50 HP X 1 NOS | 18 | F
026 | 50 HP X 2 NOS | 18 | F
027 | 60 HP X 1 NOS | 18 | F
028 | 60 HP X 2 NOS | 18 | F
028 | 60 HP X 3 NOS | 18 | F
029 | 100 HP X 3 NOS | 18 | F
030 | 10 HP X 4 , 7.5 HP X 4, 5 HP X 2 NOS STAR DELTA STARTER | 18 | F
031 | 1HPX 2 , 3 HPX 1 ,5 HPX1 NOS DOL STARTER | 18 | F
032 | 75 hp X 2 NOS | 18 | F
033 | 80 HP X 2 NOS | 18 | F
034 | 100 HP X 1 NOS | 18 | F
035 | 100 HP X 2 NOS | 18 | F
036 | 120 HP X 1 NOS | 18 | F
037 | 120 HP X 2 NOS | 18 | F
038 | 75HP X 3 NOS | 18 | F
039 | 335 HP X 2 NOS | 18 | F
040 | 3 HP TW Star Delta Panel + Dosing Pump Controlling (1w+1s) + Solar PDB+Space for 2 Nos 3Phase ACT | 18 | F
041 | 5 HP TW Star Delta Panel + Dosing Pump Controlling (1w+1s) + Solar PDB+Space for 2 Nos 3Phase ACT | 18 | F
042 | 15 HP *2 | 18 | F
043 | 30 HP *2 | 18 | F
044 | 40HP *3 STAR DELTA | 18 | F
045 | 40 HP * 1 Soft Starter + 3 Nos Actuator | 18 | F
001 | panel with backelite plate | 18 | I
000 | NA | 18 | K
001 | 20HP | 18 | K
002 | 30 HP | 18 | K
003 | 40 HP | 18 | K
004 | 50 HP | 18 | K
005 | 60 HP | 18 | K
006 | 70 HP | 18 | K
007 | 80HP | 18 | K
008 | 90 HP | 18 | K
009 | 100 HP | 18 | K
000 | NA | 18 | L
001 | 20HP | 18 | L
002 | 30HP | 18 | L
003 | 40HP | 18 | L
004 | 50HP | 18 | L
005 | 60HP | 18 | L
006 | 70HP | 18 | L
007 | 80HP | 18 | L
008 | 90HP | 18 | L
009 | 100 HP | 18 | L
010 | 100 Amp + 30 HP SS+ 2 NOs ACtuator | 18 | L
011 | 100 Amp +RTU SCADA | 18 | L
000 | NA | 18 | M
001 | 125 AMP | 18 | M
002 | 150 AMP | 18 | M
003 | 200AMP | 18 | M
004 | 250 AMP | 18 | M
| 400AMP | 18 | M
000 | NA | 18 | F
001 | SINGLE PHASE PANEL | 18 | F
002 | THREE PHASE PANEL | 18 | F
001 | 200 W x 300 H X 300 D | 18 | O
002 | 200 W x 200 H X 180 D | 18 | O
003 | 470 W x 330 H X 270 D | 18 | O
004 | 350 W x 280 H X 230 D | 18 | O
005 | 270 W x 240 H X 190 D | 18 | O
006 | 320W*490H*280D | 18 | O
007 | 280W*360H*220D | 18 | O
008 | 280W*350H*260D | 18 | O
009 | 260W*350H*280D | 18 | O
010 | 230W*270H*220D | 18 | O
011 | 230L*280W*270D | 18 | O
012 | 250L*250W*280D | 18 | O
013 | 270L*300W*380D | 18 | O
014 | 250L*230W*280D | 18 | O
015 | 280L*200W*410D | 18 | O
016 | 420L*600W*420D | 18 | O
017 | 270L*370W*310D | 18 | O
018 | Bullet camera canopy | 18 | O
019 | 700 X 700 X 700 Solar Inverter & Battery Box | 18 | O
001 | 10 HP STARTER | 18 | P
002 | 15 HP STARTER | 18 | P
003 | 20 HP STARTER | 18 | P
004 | 25 HP STARTER | 18 | P
005 | 30 HP STARTER | 18 | P
006 | 35 HP STARTER | 18 | P
007 | 40 HP STARTER | 18 | P
008 | 50 HP STARTER | 18 | P
009 | 55 HP STARTER | 18 | P
010 | 60 HP STARTER | 18 | P
011 | 70 HPSTARTER | 18 | P
012 | 75 HP STARTER | 18 | P
013 | 80 HP STARTER | 18 | P
014 | 90 HP STARTER | 18 | P
015 | 100 HP STARTER | 18 | P
016 | 120 HP STARTER | 18 | P
017 | 125 HP STARTER | 18 | P
018 | 150 HP STARTER | 18 | P
019 | 180 HP STARTER | 18 | P
020 | 5 HP STARTER | 18 | P
021 | 7.5 HP STARTER | 18 | P
022 | 17.5 HP STARTER | 18 | P
023 | 12.5 HP STARTER | 18 | P
024 | 2 HP STARTER | 18 | P
025 | 3 HP STARTER | 18 | P
026 | 335 HP STARTER | 18 | P
027 | 7.5 HP + 50 HP Combine Starter | 18 | P
028 | 2 HP STARTER | 18 | P
029 | 10 HP + 5 HP starter | 18 | P
001 | 3 HP | 18
002 | 5 HP | 18
003 | 10 HP | 18
004 | 15 HP | 18
005 | 20 HP | 18
006 | 25 HP | 18
007 | 30 HP | 18
008 | 35 HP | 18
009 | 40 HP | 18
010 | 50 HP | 18
011 | 17.5HP | 18
001 | 350W*450+25H*300MM | 18 | Q
002 | UPS+BATTERY BOX WITH STAND | 18 | Q
003 | 500*500*250 MM | 18 | Q
004 | 600*600*210 mm | 18 | Q
005 | 1500(H) With Base | 18 | Q
006 | 250(W)* 500(H)*120 (D) | 18 | Q
007 | 550 (W) * 150 (H)*650 (D) | 18 | Q
001 | 75X 75 X 50 MM | 18 | S
002 | 100 X 100 X 50 MM | 18 | S
006 | 255 X 200 X 80 MM | 18 | S
001 | 40HP | 18 | T
002 | 50HP | 18 | T
001 | 3 TO 5 HP STARTER + ACT CONTROL | 18 | U
002 | 7.5 HP STARTER + ACT CONTROL | 18 | U
003 | 10 HP STARTER + ACT CONTROL | 18 | U
004 | 12.5 HP STARTER + ACT CONTROL | 18 | U
005 | 15 HP STARTER + ACT CONTROL | 18 | U
006 | 17.5 HP STARTER + ACT CONTROL | 18 | U
007 | 20 HP STARTER + ACT CONTROL | 18 | U
008 | 25 HP STARTER + ACT CONTROL | 18 | U
009 | 30 HP STARTER + ACT CONTROL | 18 | U
010 | 35 HP STARTER + ACT CONTROL | 18 | U
011 | 40 HP STARTER + ACT CONTROL | 18 | U
012 | 7.5 HP TW VFD + Dosing Pump Controlling (1w+1s) + Solar PDB+Space for 2 Nos 3Phase ACT | 18 | U
013 | 10 HP TW VFD+ Dosing Pump Controlling (1w+1s) + Solar PDB+Space for 2 Nos 3Phase ACT | 18 | U
014 | 12.5 HP TW VFD+ Dosing Pump Controlling (1w+1s) + Solar PDB+Space for 2 Nos 3Phase ACT | 18 | U
015 | 15 HP Solar Based Tubewell without VFD - Automation Panel with PDB AND Dosing Pump Controlling (1w+1s) | 18 | U
016 | 15 HP Solar Based Tubewell without VFD - Automation Panel with PDB AND Dosing Pump Controlling (1w+1s) | 18 | U
017 | 17.5 HP Solar Based Tubewell without VFD - Automation Panel with PDB AND Dosing Pump Controlling (1w+1s) | 18 | U
018 | 20 HP Solar Based Tubewell without VFD - Automation Panel with PDB AND Dosing Pump Controlling (1w+1s) | 18 | U
018 | 30 HP Solar Based Tubewell without VFD - Automation Panel with PDB AND Dosing Pump Controlling (1w+1s) | 18 | U
019 | SOLAR BASED TUBEWELL Automation Panel W/O TW VFD With Actuator VFD -Automation Panel with PDB AND Dosing Pump Controlling (1w+1s) | 18 | U
001 | iCL + iTU - SENSOR PANEL | 18 | V
002 | RTU 1000 | 18 | V
001 | WITH ISOLATION TRANS. | 18 | W
002 | WITHOUT ISOLATION TRANS | 18 | W
003 | 20 ACT PANEL | 18 | W
004 | 3-PH ,2 ACT CONTROL PANEL | 18 | W
1 | 100Amp | 18 | X
002 | 125 Amp | 18 | X
001 | 1 HP | 18 | Z
004 | COMBINE PANEL(1 HP TO 25HP) | 18 | Z
001 | 100Amp | 18 | N
002 | 125amp | 18 | N
003 | 150amp | 18 | N
004 | 200amp | 18 | N
005 | 250 amp | 18 | N
006 | 300 amp | 18 | N
007 | 315 amp | 18 | N
001 | 7.5 HP Softstarter panel with 2 nos Singale phase butterfly actuactor and 1 nos dosing pump | 18
002 | 10 HP Softstarter panel with 2 nos Singale phase butterfly actuactor and 1 nos dosing pump | 18
003 | 12.5 HP Softstarter panel with 2 nos Singale phase butterfly actuactor and 1 nos dosing pump | 18
004 | 15 HP Softstarter panel with 2 nos Singale phase butterfly actuactor and 1 nos dosing pump | 18
005 | 20 HP Softstarter panel with 2 nos Singale phase butterfly actuactor and 1 nos dosing pump | 18
006 | 30 HP Softstarter panel with 2 nos Singale phase butterfly actuactor and 1 nos dosing pump | 18
007 | 40 HP Softstarter panel with 2 nos Singale phase butterfly actuactor and 1 nos dosing pump | 18
008 | 50 HP Softstarter panel with 2 nos Singale phase butterfly actuactor and 1 nos dosing pump | 18
009 | LT PANEL 55 KW SOFTSTARTER WITH CAPACITOR BANK | 18
010 | LT PANEL 315 KW SOFTSTARTER WITH CAPACITOR BANK | 18
011 | LT PANEL 355 KW SOFTSTARTER WITH CAPACITOR BANK | 18
012 | HT PANEL 6.6KW WITH VT MOTOR SOFTSTARTER | 18
013 | 30 HP Softstarter panel with 2 nos three phase actuactor and 1 nos dosing pump | 18
001 | 100Amp | 18 | AA
002 | 125 Amp | 18 | AA
003 | 160AMp | 18 | AA
004 | 200Amp | 18 | AA
005 | 250AMp | 18 | AA
006 | 320Amp | 18 | AA
007 | 400Amp | 18 | AA
001 | 100Amp | 18 | AD
002 | 125 Amp | 18 | AD
003 | 160AMp | 18 | AD
004 | 200Amp | 18 | AD
005 | 250AMp | 18 | AD
000 | NA | 19 | A
001 | 2" (61mm OD) | 19 | A
002 | 1" (33mm OD) | 19 | A
003 | 3" | 19 | A
004 | 4" | 19 | A
000 | NA | 19 | B
001 | 15 MM | 19 | B
002 | 19 MM | 19 | B
003 | 25 MM | 19 | B
004 | 32 MM | 19 | B
005 | 40 MM | 19 | B
006 | 50 MM | 19 | B
007 | 65 MM | 19 | B
008 | 80 MM | 19 | B
009 | 110 MM | 19 | B
010 | 12 MM (1/2)" | 19 | B
011 | 1/4" for Dosing | 19 | B
000 | NA | 19 | C
001 | 25MM SS SNUBBER | 19 | C
002 | 50MM SS SNUBBER | 19 | C
003 | SS 304 SNUBBER 1/4" BSP FF | 19 | C
004 | SS 304 PIPE NIPPLE 1/4" X 3" SCH40 | 19 | C
006 | RO TEE 1/4" | 19 | C
007 | RO ELBOW 1/4" MFX | 19 | C
008 | RO SOCKET 1/4" MFX | 19 | C
009 | SS BAR STOCK NEEDLE VALVE -3/8" | 19 | C
010 | SS 304 HEX NIPPLE BSP 1/4" | 19 | C
011 | SS NEEDLE VALVE ROUND BSP-1/4" FF | 19 | C
012 | SS Bolt 3/8 * 1.5 Inch | 19 | C
013 | Needle Valve | 19 | C
014 | SS 304 NIPPLE | 19 | C
015 | SS bolt M10*75 | 19 | C
002 | 12" X 12" | 19 | V
004 | 100mm Line size Flanged Bend | 19 | V
000 | NA | 19 | G
001 | Metal Clamp 4 Inch | 19 | G
002 | PS PIPE 100MM SIZE | 19 | G
003 | MS ANGLE L TYPE 50X6MM | 19 | G
004 | MS PLATE 1250X2500X4MM | 19 | G
005 | MS ANGLE L TYPE 25X3MM | 19 | G
006 | PS PIPE 150MM SIZE | 19 | G
007 | PS PIPE 200MM SIZE | 19 | G
008 | PS PIPE 250MM SIZE | 19 | G
009 | PS PIPE 300MM SIZE | 19 | G
010 | PS PIPE 350MM SIZE | 19 | G
011 | PS PIPE 80MM SIZE | 19 | G
012 | 100x150 mm MS Reducer | 19 | G
000 | NA | 19 | H
001 | 5/8 | 19 | H
002 | 5/8 X3" DOUBLE WASHER | 19 | H
003 | 5/8 X5" DOUBLE WASHER | 19 | H
004 | 16 MM HEX NUT | 19 | H
005 | 5/8 x8" LONG BOLT | 19 | H
006 | MS HEX PIN WITH WASHER 10X 50 | 19 | H
007 | 5/8 X6" DOUBLE WASHER | 19 | H
008 | 12 x 5" Nut Bolt With Double Washer | 19 | H
009 | 12 x 3" Nut Bolt With Double Washer | 19 | H
010 | 12 x 2.5" Nut Bolt With Double Washer | 19 | H
000 | NA | 19 | I
001 | 1/2" X (k) | 19 | I
004 | 2" D JOINT With Nut Bolt -50 mm | 19 | I
005 | 3" D JOINT With Nut Bolt - 80 mm | 19 | I
006 | 4" D JOINT With Nut Bolt -100 mm | 19 | I
007 | 5" D JOINT With Nut Bolt- 125 mm | 19 | I
008 | 6" D JOINT With Nut Bolt- 150 mm | 19 | I
000 | NA | 19 | J
001 | 50 MM PN10 | 19 | J
002 | 80 MM PN10 | 19 | J
003 | 100 MM PN10 | 19 | J
004 | 125 MM PN10 | 19 | J
005 | 150 MM PN10 | 19 | J
006 | 200 MM PN10 | 19 | J
007 | 250 MM PN10 | 19 | J
008 | 300 MM PN10 | 19 | J
009 | 350 MM PN10 | 19 | J
101 | 50 MM PN16 | 19 | J
102 | 80 MM PN16 | 19 | J
103 | 100 MM PN16 | 19 | J
104 | 125 MM PN16 | 19 | J
105 | 150 MM PN16 | 19 | J
106 | 200 MM PN16 | 19 | J
107 | 250 MM PN16 | 19 | J
108 | 300 MM PN16 | 19 | J
109 | 350 MM PN16 | 19 | J
110 | 40 MM PN16 | 19 | J
000 | NA | 19 | K
001 | 200 GM | 19 | K
002 | 59 ML | 19 | K
000 | NA | 19 | L
001 | 50 MM PN10 | 19 | L
002 | 80 MM PN10 | 19 | L
003 | 100 MM PN10 | 19 | L
004 | 125 MM PN10 | 19 | L
005 | 150 MM PN10 | 19 | L
006 | 200 MM PN10 | 19 | L
007 | 250 MM PN10 | 19 | L
008 | 300 MM PN10 | 19 | L
009 | 350 MM PN10 | 19 | L
101 | 50 MM PN16 | 19 | L
102 | 80 MM PN16 | 19 | L
103 | 100 MM PN16 | 19 | L
104 | 125 MM PN16 | 19 | L
105 | 150 MM PN16 | 19 | L
106 | 200 MM PN16 | 19 | L
107 | 250 MM PN16 | 19 | L
108 | 300 MM PN16 | 19 | L
109 | 350 MM PN16 | 19 | L
000 | NA | 19 | M
001 | COUPLING 1/4" | 19 | M
002 | COUPLING 1/2" | 19 | M
003 | COUPLING 3/4" | 19 | M
004 | COUPLING 1" | 19 | M
005 | COUPLING 32 MM | 19 | M
006 | COUPLING 40 MM | 19 | M
007 | COUPLING 2" | 19 | M
009 | Braket Reducer for SLCs | 19 | M
101 | NIPPLE 1/4" | 19 | M
102 | NIPPLE 1/2" | 19 | M
103 | NIPPLE 3/4" | 19 | M
104 | NIPPLE 1" | 19 | M
105 | NIPPLE 32 MM | 19 | M
106 | NIPPLE 40 MM | 19 | M
107 | NIPPLE 2" | 19 | M
108 | NIPPLE 3/8"X4" | 19 | M
109 | NIPPLE 3/8"X3" | 19 | M
110 | NIPPLE 1/4" x 2" | 19 | M
111 | Hex nipple 3/8" | 19 | M
201 | ELBOW 1/4" | 19 | M
202 | ELBOW 1/2" | 19 | M
203 | ELBOW 3/4" | 19 | M
204 | ELBOW 1" | 19 | M
205 | ELBOW 32 MM | 19 | M
206 | ELBOW 40 MM | 19 | M
207 | ELBOW 2" | 19 | M
208 | ELBOW 3/8" | 19 | M
503 | TEE3/8" | 19 | M
504 | TEE 1" | 19 | M
505 | TEE 32 MM | 19 | M
035 | TEE | 19 | M
601 | MS Bus 3/8*1/4 | 19 | M
602 | MS Bus 1/2*1/4 | 19 | M
603 | MS SCOKET 1/2 MALE x 1/4 Female | 19 | M
604 | Socket 3/8" Hose X 1/2" Thread Female | 19 | M
000 | NA | 19 | N
001 | COUPLING 1/4" | 19 | N
002 | COUPLING 1/2" | 19 | N
003 | COUPLING 3/4" | 19 | N
004 | COUPLING 1" | 19 | N
005 | COUPLING 32 MM | 19 | N
006 | COUPLING 40 MM | 19 | N
007 | COUPLING 2" | 19 | N
008 | Coupling 19mm | 19 | N
009 | GI Bushing 1/2 to 3/8" | 19 | N
101 | NIPPLE 1/4" | 19 | N
102 | NIPPLE 1/2"X2" | 19 | N
103 | NIPPLE 3/4" | 19 | N
104 | NIPPLE 1" | 19 | N
105 | NIPPLE 32 MM | 19 | N
106 | NIPPLE 40 MM | 19 | N
107 | NIPPLE 2" | 19 | N
108 | HEX NIPPLE 3" | 19 | N
109 | NIPPLE 1/2"X4" | 19 | N
110 | Hex NIPPLE 6" | 19 | N
111 | NIpple 19mm, 4" | 19 | N
201 | ELBOW 1/4" | 19 | N
202 | ELBOW 1/2" | 19 | N
203 | ELBOW 3/4" | 19 | N
204 | ELBOW 1" | 19 | N
205 | ELBOW 32 MM | 19 | N
206 | ELBOW 40 MM | 19 | N
207 | ELBOW 2" | 19 | N
502 | TEE 1/2" | 19 | N
503 | TEE 20MM | 19 | N
504 | TEE 1" | 19 | N
505 | TEE 32 MM | 19 | N
| GI REDUCER 10/25MM | 19 | N
601 | CLAMP | 19 | N
701 | 1/2 GI socket | 19 | N
| GI REDUCER 32x20mm | 19 | N
| GI REDUCER 32x25mm | 19 | N
801 | GI REDUCER 65/80 mm | 19 | N
802 | GI Reducer 1/2" to 1/4" | 19 | N
000 | NA | 19 | O
001 | COUPLING 1/4" | 19 | O
002 | COUPLING 1/2" | 19 | O
003 | COUPLING 3/4" | 19 | O
004 | COUPLING 1" | 19 | O
005 | COUPLING 32 MM | 19 | O
006 | COUPLING 40 MM | 19 | O
007 | COUPLING 2" | 19 | O
101 | NIPPLE 1/4" | 19 | O
102 | NIPPLE 1/2" | 19 | O
103 | NIPPLE 3/4" | 19 | O
104 | NIPPLE 1" | 19 | O
105 | NIPPLE 32 MM | 19 | O
106 | NIPPLE 40 MM | 19 | O
107 | NIPPLE 2" | 19 | O
201 | ELBOW 1/4" | 19 | O
202 | ELBOW 1/2" | 19 | O
203 | ELBOW 3/4" | 19 | O
204 | ELBOW 1" | 19 | O
205 | ELBOW 32 MM | 19 | O
206 | ELBOW 40 MM | 19 | O
207 | ELBOW 2" | 19 | O
504 | TEE 1" | 19 | O
505 | TEE 32 MM | 19 | O
506 | TEE 50 MM | 19 | O
301 | 2" PVC D JOINT With Nut Bolt -50 mm | 19 | O
302 | 3" PVC D JOINT With Nut Bolt - 80 mm | 19 | O
303 | 4" PVC D JOINT With Nut Bolt -100 mm | 19 | O
304 | 5" PVC D JOINT With Nut Bolt- 125 mm | 19 | O
305 | 6" PVC D JOINT With Nut Bolt- 150 mm | 19 | O
401 | PVC SOCKET -50 mm | 19 | O
402 | PVC SOCKET -80 mm | 19 | O
403 | PVC SOCKET -100 mm | 19 | O
404 | PVC SOCKET -125 mm | 19 | O
405 | PVC SOCKET -150 mm | 19 | O
601 | 6 KG PVC PIPE-50 | 19 | O
602 | 6 KG PVC PIPE -80 mm | 19 | O
603 | 10 KG PVC PIPE-100 mm | 19 | O
604 | 10 KG PVC PIPE -125 mm | 19 | O
605 | 10 KG PVC PIPE-150 mm | 19 | O
606 | 10 KG PVC PIPE-200 mm | 19 | O
701 | 1/4" PVC T For RO Pipe | 19 | O
000 | NA | 19 | P
001 | LEAD WOOL | 19 | P
002 | HEMP YAAN | 19 | P
003 | 75 x 10 W/S | 19 | P
004 | 2 PLA | 19 | P
005 | 1/2 X 8 HOSE | 19 | P
006 | 1 1/4 PLA | 19 | P
000 | NA | 19 | Q
001 | 15 MM | 19 | Q
002 | 19 MM | 19 | Q
003 | 25 MM | 19 | Q
004 | 32 MM | 19 | Q
005 | 40 MM | 19 | Q
006 | 50 MM | 19 | Q
007 | 65 MM | 19 | Q
008 | 80 MM | 19 | Q
009 | 110 MM | 19 | Q
010 | 1/2" Medium Grade Pipe | 19 | Q
000 | NA | 19 | R
001 | COUPLING 1/4" | 19 | R
002 | COUPLING 1/2" | 19 | R
003 | COUPLING 3/4" | 19 | R
004 | COUPLING 1" | 19 | R
005 | COUPLING 32 MM | 19 | R
006 | COUPLING 40 MM | 19 | R
007 | COUPLING 2" | 19 | R
010 | 1/2" Band | 19 | R
011 | 1/2" Male Socket | 19 | R
012 | 1/2" Female Socket | 19 | R
101 | NIPPLE 1/4" | 19 | R
102 | NIPPLE 1/2" | 19 | R
103 | NIPPLE 3/4" | 19 | R
104 | NIPPLE 1" | 19 | R
105 | NIPPLE 32 MM | 19 | R
106 | NIPPLE 40 MM | 19 | R
107 | NIPPLE 2" | 19 | R
201 | ELBOW 1/4" | 19 | R
202 | ELBOW 1/2" | 19 | R
203 | ELBOW 3/4" | 19 | R
204 | ELBOW 1" | 19 | R
205 | ELBOW 32 MM | 19 | R
206 | ELBOW 40 MM | 19 | R
207 | ELBOW 2" | 19 | R
208 | ELBOW 15 MM 90* | 19 | R
504 | TEE 1" | 19 | R
505 | TEE 32 MM | 19 | R
601 | BALL VALVE 15 MM | 19 | R
701 | UPVC SOLVENT 946 ML | 19 | R
801 | UPVC FABT 15 MM | 19 | R
802 | UPVC T Joint 1/2" 2 Side Female Thread and 1 Side Plain | 19 | R
506 | TEE 40 MM | 19 | R
507 | TEE 2" | 19 | R
508 | TEE 65 MM | 19 | R
509 | TEE 90 MM | 19 | R
510 | TEE 110 MM | 19 | R
001 | PU MALE ADAPTOR 1/2"-10 MM | 19 | S
002 | PU MALE ADAPTOR 1/4"-10 MM | 19 | S
003 | PU CONNECTOR 1/2'' - 10 MM | 19 | S
101 | PU REDUCING UNION 10X6 MM | 19 | S
201 | PU PIPE 10X6 MM | 19 | S
001 | BRASS CP MXF MINI BALL VALVE BSP 1/2" | 19 | T
002 | BRASS MALE FEMALE BUSHING 1X1/2 | 19 | T
003 | BRASS NRV 1/2 " | 19 | T
004 | BRASS FTA COVER 3/4 X 1/2 " | 19 | T
005 | BRASS NRV BUSH 2 x 1/2 " | 19 | T
006 | BRASS SYPHONE COCK 3/8 " | 19 | T
001 | AP 1 LTR | 19 | U
002 | AP 1 LTR THINNER | 19 | U
003 | ASIAN PAIN BRUSH | 19 | U
101 | 8 hole Rubber Gasket for Flow Meter Size:50mm ID: 50 mm, OD: 165 mm PCD:125 mm | 19 | U
102 | 8 hole Rubber Gasket for Flow Meter Size:80mm ID: 80 mm, OD: 200 mm PCD:160 mm | 19 | U
103 | 8 hole Rubber Gasket for Flow Meter Size:100mm ID: 100 mm, OD: 220 mm PCD:180 mm | 19 | U
104 | 8 hole Rubber Gasket for Flow Meter Size:125mm ID: 125 mm, OD: 250 mm PCD:210mm | 19 | U
105 | 8 hole Rubber Gasket for Flow Meter Size:150mm ID: 150 mm, OD: 285 mm PCD:240 mm | 19 | U
106 | 8 hole Rubber Gasket for Flow Meter Size:200mm ID: 200 mm, OD: 340 mm PCD:295 mm | 19 | U
107 | 8 hole Rubber Gasket for Flow Meter Size:250mm ID: 250 mm, OD: 355 mm PCD:250 mm | 19 | U
001 | HYLAM FLANGE | 19 | W
101 | FRP DRUM 100 LTR | 19 | X
102 | 200 LTR | 19 | X
201 | FRP DRUM WITH TANK THICKNESS 5.0 MM AND WIEGHT 8 KG | 19 | X
001 | DI flange socket, line size 150mm | 19 | Y
002 | DI flange socket, line size 200mm | 19 | Y
003 | DI flange socket, line size 250mm | 19 | Y
004 | DI flange socket, line size 300mm | 19 | Y
005 | DI flange socket, line size 350mm | 19 | Y
006 | DI flange socket, line size 400mm | 19 | Y
| Jute | 19 | Z
001 | 20 X 20 X3 | 19
002 | 20 X 20 X 5 | 19
003 | 25 X 25 X 3 | 19
004 | 25 X 25 X 5 | 19
005 | 35 X 35 X5 | 19
006 | 50 X 50 X3 | 19
007 | 50X50 X5 | 19
001 | 80 mm | 19
002 | 100 mm | 19
003 | 150 mm | 19
001 | 2" D JOINT With Nut Bolt -50 mm | 19 | V
002 | 3" D JOINT With Nut Bolt - 80 mm | 19 | V
003 | 4" D JOINT With Nut Bolt -100 mm | 19 | V
004 | 5" D JOINT With Nut Bolt- 125 mm | 19 | V
005 | 6" D JOINT With Nut Bolt- 150 mm | 19 | V
006 | CI assembly -50 mm | 19 | V
007 | CI assembly - 80 mm | 19 | V
008 | CI assembly -100 mm | 19 | V
009 | CI assembly- 125 mm | 19 | V
010 | CI assembly- 150 mm | 19 | V
000 | NA | 20 | A
001 | SLC 1000 | 20 | A
002 | SLC 2000 | 20 | A
003 | SLC 3000 | 20 | A
004 | SLC 3100 | 20 | A
005 | SLC NBIOT | 20 | A
006 | LC DCU | 20 | A
007 | Em Meter | 20 | A
011 | 3G DCU | 20 | A
012 | 4G DCU | 20 | A
015 | HAND HELD UNIT | 20 | A
000 | NA | 20 | B
001 | iRTU1000 | 20 | B
002 | iRTU 3000 | 20 | B
003 | iRTU 6000 | 20 | B
004 | iRTU9000 | 20 | B
005 | iRTU 6000 ++ | 20 | B
006 | MODEM | 20 | B
007 | iRTS10 | 20 | B
008 | CIM-10 Device | 20 | B
009 | iRTU 6000+ | 20 | B
010 | MY IR | 20 | B
011 | LRTU3000 | 20 | B
012 | LRTU1000 | 20 | B
013 | ExM-IOC2 -24 DI, 16 DO, 8AI | 20 | B
014 | LoRa Gateway | 20 | B
016 | EXM-IOC1 -16 DI, 24 DO, 2AI, 8 AO | 20 | B
017 | GPS MODEM | 20 | B
018 | GPS Modem(Graylogix) | 20 | B
019 | GSM MODEM SIM900 | 20 | B
020 | iFPC3000 | 20 | B
021 | iPMU4000 With Memory | 20 | B
022 | iRTU1000 V2 | 20 | B
023 | iRTU3000-A | 20 | B
024 | iSLC-10 V2 With GSM | 20 | B
025 | iRTU6000 | 20 | B
026 | iSLC-10 V2 With GSM | 20 | B
027 | RF Reapeter | 20 | B
028 | RTU GMDA | 20 | B
029 | iRTS20 | 20 | B
030 | FEP | 20 | B
000 | NA | 20 | C
001 | Indoor type detectors | 20 | C
002 | GST200 Rubber Keypad | 20 | C
003 | Sounder | 20 | C
004 | Manual call point | 20 | C
005 | GST- 200 Loop Interface Board | 20 | C
006 | iEdge 360 Platform Lic. | 20 | C
000 | NA | 20 | D
001 | ViBit | 20 | D
002 | Vibit SMPS | 20 | D
003 | Vibit Wi-fi router | 20 | D
000 | NA | 21
001 | SQL SERVER | 21
002 | MICROSOFT 365 BUSINESS BASIS | 21
003 | SUPPORT CHARGES | 21
004 | FIELD SENSE SUPPORT | 21
005 | FIELD SENSE SETUP | 21
006 | ANTIVIRUS | 21
007 | WIN 10 OEM SECURITY | 21
008 | WINDOWS SERVER | 21
009 | WEB BASED SCADA | 21
010 | MS office 2013 | 21
011 | Cyber Security | 21
012 | VMS software | 21
013 | iEdge 360 Platform Lic. | 21
014 | Application development | 21
015 | MS office 2019 | 21
016 | Office 2019 | 21
001 | MULTIMETER | 22
002 | SCREW DRIVER | 22
003 | TESTER | 22
004 | PLIER | 22
005 | WIRE STRIPER | 22
006 | MEASURING TAPE | 22
007 | VERNIER CALIPER | 22
008 | HAMMER | 22
009 | CRIMPING TOOLS | 22
010 | WIRE CUTTER | 22
011 | Allen key Set | 22
000 | GEN | 22
001 | SHOES | 22 | A
002 | HELMET | 22 | A
003 | GOOGLES | 22 | A
004 | BELT | 22 | A
005 | GLOVES | 22 | A
001 | Drill Machin | 22 | B
000 | NA | 23
000 | NA | 24 | A
001 | SITE 1 | 24 | A
002 | HR BK OHT1 | 24 | A
003 | HR BKOHT2 | 24 | A
004 | MIMIC PANEL NORTH | 24 | A
005 | PLC PANEL-1 FOR SOUTH ZOE | 24 | A
006 | PLC PANEL-2 FOR SOUTH ZOE | 24 | A
007 | PLC PANEL-6 FOR NORTHH ZOE | 24 | A
008 | PLC PANEL-7 FOR NORTHH ZOE | 24 | A
009 | PLC PANEL-8 FOR NORTHH ZOE | 24 | A
010 | PLC PANEL-9 FOR NORTHH ZOE | 24 | A
011 | PLC CONTROL PANEL-8 36LT CDRS | 24 | A
012 | PLC CONTROL PANEL-5 NAD MAIN | 24 | A
013 | PLC CONTROL PANEL-13 CHUNABHATTI NEW | 24 | A
014 | PLC CONTROL PANEL-14 QUERY PH | 24 | A
015 | PLC CONTROL PANEL-9 RENU PH | 24 | A
016 | PLC CONTROL PANEL-10 MAP SAILORS | 24 | A
017 | PLC CONTROL PANEL-6, 150 RL PH | 24 | A
018 | PLC CONTROL PANEL-1 TUNIR PH | 24 | A
019 | PLC CONTROL PANEL-2 STATION MESS | 24 | A
020 | PLC CONTROL PANEL-3 300RL | 24 | A
021 | PLC CONTROL PANEL-4 MANGERA PH | 24 | A
022 | PLC CONTROL PANEL-11 OLD CHUNABHATTI | 24 | A
023 | PLC CONTROL PANEL-12 84 LEADING | 24 | A
024 | PLC CONTROL PANEL-7 NOFRA PH | 24 | A
025 | MITSUBISHI PLC SYSTEM -150RL | 24 | A
026 | MITSUBISHI PLC SYSTEM -NAD MAIN | 24 | A
027 | MITSUBISHI PLC SYSTEM - MANGERA | 24 | A
028 | MITSUBISHI PLC SYSTEM - STATION MES | 24 | A
029 | MITSUBISHI PLC SYSTEM - TUNIR | 24 | A
030 | FX5U-64MT/ESS-BS PLC | 24 | A
031 | MAIN PUMP HOUSE | 24 | A
032 | NAVY PUMP HOUSE | 24 | A
033 | OLD PUMP HOUSE | 24 | A
034 | MAP PUMP HOUSE | 24 | A
035 | BG PUMP HOUSE | 24 | A
036 | BG OHT | 24 | A
037 | NEW LINE OHT | 24 | A
038 | 152 AD OHT | 24 | A
039 | MH OHT | 24 | A
040 | OTM OHT | 24 | A
041 | 16 channel Digital module | 24 | A
042 | 12V/40AH Battery | 24 | A
043 | 12V/75AH Battery | 24 | A
044 | GATE Panel - 4115 - Lot-1 | 24 | A
045 | Master RTU MCS Panel | 24 | A
046 | Solar Panel with Inverter and battery -4115 27Nos | 24 | A
047 | Workstation | 24 | A
048 | IT HArdware Printer, firewall and router | 24 | A
049 | iCL and iTU with wiman modem and panel | 24 | A
050 | Softstarter Panel | 24 | A
051 | 12v/18AH BATTERY | 24 | A
052 | GATE Panel - 4115 - Lot-2 | 24 | A
053 | T W AUTOMATION SYS FOR PUMP PLANT 7.5HP - Affcons +SCL | 24 | A
054 | T W AUTOMATION SYS FOR PUMP PLANT 10HP -Affcons +SCL | 24 | A
055 | T W AUTOMATION SYS FOR PUMP PLANT 12.5HP - Affcons +SCL | 24 | A
056 | T W AUTOMATION SYS FOR PUMP PLANT 15HP - Affcons +SCL | 24 | A
057 | T W AUTOMATION SYS FOR PUMP PLANT 17.5HP - Affcons +SCL | 24 | A
058 | T W AUTOMATION SYS FOR PUMP PLANT 20HP - Affcons +SCL | 24 | A
059 | T W AUTOMATION SYS FOR PUMP PLANT 25 HP - Affcons +SCL | 24 | A
060 | CERT-IN certificate for webscanet | 24 | A
061 | Solar Panel with Inverter and battery -4115 26 Nos | 24 | A
062 | GATE Panel - 4115 - Lot-3 | 24 | A
063 | 4138 - Panel 15 HP SD | 24 | A
064 | 8104_G Cable and Accessories Billing , CABF301KE00003, CABF403KE00003, CABF901KE00003 | 24 | A
065 | Mobile Phobe | 24 | A
066 | 4107_A -RTU & Panel Spares | 24 | A
067 | 4144_ L&T SCADA SYSTEM | 24 | A
068 | Eathing System for PNC | 24 | A
069 | 1 SCADA +2 ACT PANEL 4151 | 24 | A
070 | FILTERBED AUTOMATION PANEL WITH RTU9000,HMI , MODEM | 24 | A
071 | 6 Nos PUMP INTEKWELL AUTOMATION PANEL WITH RTU6000,MODEM,HMI,External DI Card | 24 | A
072 | 5 Nos PUMP AUTOMATION PANEL WITH RTU6000,MODEM,HMI,External DI Card | 24 | A
073 | 3 Nos PUMP INTEKWELL AUTOMATION PANEL WITH RTU6000,MODEM,HMI | 24 | A
074 | 9 Nos PUMP INTEKWELL AUTOMATION PANEL WITH RTU6000,MODEM,HMI,External DI Card | 24 | A
075 | T W AUTOMATION SYS FOR PUMP PLANT 30 HP - Affcons+ SCL | 24 | A
076 | GRID BASED TW AUTOMATION PANEL WITH RTU + HMI -7.5 HP | 24 | A
077 | GRID BASED TW AUTOMATION PANEL WITH RTU + HMI -12.5 HP | 24 | A
078 | GRID BASED TW AUTOMATION PANEL WITH RTU + HMI -17.5 HP | 24 | A
079 | GRID BASED TW AUTOMATION PANEL WITH RTU + HMI -25 HP | 24 | A
080 | iCL and iTU with panel | 24 | A
081 | T W AUTOMATION PANEL WITH ONLY ACTUATOR VFD +RTU+HMI | 24 | A
082 | Cable + Earthing+ Cable Tray + Nut Bolt for ANPR Project | 24 | A
083 | Automation panel with RTU and 30 hp Star delt and IPC-4158 | 24 | A
084 | Automation panel with RTU and 15hp Star delt and IPC-4159 | 24 | A
085 | GRID BASED TW AUTOMATION PANEL WITH RTU + HMI -3 HP | 24 | A
086 | GRID BASED TW AUTOMATION PANEL WITH RTU + HMI -5 HP | 24 | A
087 | PANEL WITH SOLAR VFD & W/O RTU- 15 HP | 24 | A
088 | PANEL WITH SOLAR VFD & W/O RTU- 17.5 HP | 24 | A
089 | PANEL WITH SOLAR VFD & W/O RTU- 25 HP | 24 | A
090 | SOLAR LED WITH BATTERY+SOLAR PANEl+POLE +Accessoies | 24 | A
091 | T W AUTOMATION SYS FOR PUMP PLANT 7.5HP - VFD+HMI+CABLE | 24 | A
092 | SOLAR LED WITH BATTERY+SOLAR PANEl+POLE +Accessoies -for MUDRIKA | 24 | A
093 | Cable-4158_A and 4159_A | 24 | A
094 | T W AUTOMATION SYS FOR PUMP PLANT 7.5HP - VFD+HMI+CABLE | 24 | A
095 | Combine Items for Automation of WTP Plant Bramhapuri include 6 Nos RTU, 6 Nos Automation Panel, Ultrasonic Level Sensor, PT, Sesnor With Transmitter (pH,CL & TU), SCADA, PC , Printer, Cable & UPS for Project -4161 | 24 | A
096 | AC 1.5 TON | 24 | A
097 | EDGE RTU/Gateway WITH 4G MODEM RS 485: 1 Nos Lan Port : 1 Nos HDMI Port: 1 Nos Certifications Communication Protocol: MQTT with TLS/DTLS/AES standards OTA:Yes Remote Configuration: Yes | 24 | A
098 | 40 HP LT PANEL WITH 3 NOS STAR-DELTA STARTER,APR, RTU ,ENERGY METER & MODEM | 24 | A
099 | MCS PC Intel Core i7, latest Generation or Higher , RAM 16 GB or Higher, DDR4, Expandable upto 32 GB, win 10 pro, USB keyboard and mouse. LED, 21’’Non –Touch 42" LED Monitor 43BM702 | 24 | A
100 | 100 AMP APR GRID BASED TW AUTOMATION PANEL WITH RTU + HMI+1 KVA UPS+ BATTERY -5 HP | 24 | A
101 | 101 AMP APR GRID BASED TW AUTOMATION PANEL WITH RTU + HMI+1 KVA UPS+ BATTERY -7.5 HP | 24 | A
102 | 102 AMP APR GRID BASED TW AUTOMATION PANEL WITH RTU + HMI+1 KVA UPS+ BATTERY -15 HP | 24 | A
103 | 103 AMP APR GRID BASED TW AUTOMATION PANEL WITH RTU + HMI+1 KVA UPS+ BATTERY -17.5 HP | 24 | A
104 | 104 AMP APR GRID BASED TW AUTOMATION PANEL WITH RTU + HMI+1 KVA UPS+ BATTERY -20 HP | 24 | A
105 | SOLAR LED WITH BATTERY+SOLAR PANEl+POLE +Accessoies For Afcon | 24 | A
106 | Supply, installation, testing and Commissioning of following RTU Spares for Two nos pump and one no three phase panel - I | 24 | A
107 | Supply, installation, testing and Commissioning of following RTU Spares for Two nos pump and one no three phase panel - II | 24 | A
108 | 4167- Ludhiana Division No-1 Flow Meter | 24 | A
109 | 4167- Ludhiana Division No-3 Flow Meter | 24 | A
110 | 4167- Div. No.-2 Ptk Flow Meter | 24 | A
111 | 4167- S.B.S Nagar Flow Meter | 24 | A
112 | 4167- Pressure Transmitter | 24 | A
113 | 4167- Ludhiana Division No-1 Wafer type butter fly valve with actuator | 24 | A
114 | 4167- Ludhiana Division No-1 Soft starter based starter panel with RTU | 24 | A
115 | 4167- Display units at District level | 24 | A
116 | 4167- Ludhiana Division No-3 Soft starter based starter panel with RTU | 24 | A
117 | 4167- Div. No.-2 Ptk Soft starter based starter panel with RTU | 24 | A
118 | 4167- Div. No.-2 PtkWafer type butter fly valve with actuator | 24 | A
119 | 4167-S.B.S Nagar Soft starter based starter panel with RTU | 24 | A
120 | 4167- S.B.S Nagar Wafer type butter fly valve with actuator | 24 | A
121 | 4167-CCR Items | 24 | A
122 | 4167- Computer server | 24 | A
123 | 4167- Cable and accesories Lot-1 | 24 | A
124 | Combine Items for Automation of WTP Plant KAMPTEE include 3 Nos RTU, 3 Nos Automation Panel, Ultrasonic Level Sensor, PT, Sesnor With Transmitter (pH,CL & TU), SCADA, PC , Printer, Cable & UPS for Project -4171 | 24 | A
125 | PLC based Automation Panel suitable for control and monitoring of 4Nos. Pumps, 4Nos. Energy Meter 02 No ULT, 30 Nos. PT, Nos., 12 Nos. Priming motorised Valves, 12 Nos. air release SOV,52 Nos. Motorised valves , 18 Nos. EMF, 2 Nos. 50 HP VFD , 3 Nos. 25 HP VFD, 4G/5G Modem and 04 Nos. Magnetic Sensors, with 7" TS HMI with 3 KVA UPS Power back up for RTU Panel. Sankar Vihar PUmp House | 24 | A
126 | PLC based Automation Panel suitable for control and monitoring of 2 Nos. Pumps, 2 Nos. Energy Meter 02 No ULT, 23 Nos. PT, 4 Nos. Priming motorised Valves, 4 Nos. air release SOV,20 Nos. Motorised valves , 13 Nos. EMF, 1 Nos. 75 HP VFD , 3 Nos. 50 HP VFD, 4G/5G Modem and 02 Nos. Magnetic Sensors, with 7" TS HMI with 3 KVA UPS Power back up for RTU Panel. OLD VRC PUmp House | 24 | A
127 | PLC based Automation Panel suitable for control and monitoring of 5 Nos. Pumps, 5 Nos. Energy Meter 02 No ULT, 17 Nos. PT, 5 Nos. Priming motorised Valves, 5 Nos. air release SOV, 26 Nos. Motorised valves , 14 Nos. EMF, 1 Nos. 50 HP VFD , 4 Nos. 40 HP VFD, 4G/5G Modem and 02 Nos. Magnetic Sensors, with 7" TS HMI with 3 KVA UPS Power back up for RTU Panel. NEW VRC PUmp House | 24 | A
128 | PLC based Automation Panel suitable for control and monitoring of 3 Nos. Pumps, 3 Nos. Energy Meter 01 No ULT, 7 Nos. PT, 3 Nos. Priming motorised Valves, 3 Nos. air release SOV, 7 Nos. Motorised valves , 4 Nos. EMF, 3 Nos. 40 HP VFD, 4G/5G Modem and 02 Nos. Magnetic Sensors, with 7" TS HMI with 3 KVA UPS Power back up for RTU Panel. YOGINDER VIHAR PH PANEL | 24 | A
129 | PLC based Automation Panel suitable for control and monitoring of 3 Nos. Pumps, 3 Nos. Energy Meter 01 No ULT, 5 Nos. PT, 3 Nos. Priming motorised Valves, 3 Nos. air release SOV, 5 Nos. Motorised valves , 2 Nos. EMF, 3 Nos. 25 HP VFD, 4G/5G Modem and 02 Nos. Magnetic Sensors, with 7" TS HMI with 3 KVA UPS Power back up for RTU Panel. ANUJ VIHAR PH PANEL | 24 | A
130 | PLC based Automation Panel suitable for control and monitoring of 3 Nos. Energy Meter , 3 Nos. PT, 4G/5G Modem and 02 Nos. Magnetic Sensors, with 7" TS HMI with 3 KVA UPS Power back up for RTU Panel.VIKRAM VIHAR PH PANEL | 24 | A
131 | PLC based Automation Panel suitable for control and monitoring of 1 Nos. Motorised valves , 1 Nos. EMF, 4G/5G Modem and 02 Nos. Magnetic Sensors, with 7" TS HMI with 3 KVA UPS Power back up for RTU Panel. NODEL POINT-1 PANEL | 24 | A
132 | 4167- Faridkot Flow Meter | 24 | A
133 | 4167- Mansa-02 Flow Meter | 24 | A
134 | 4167- Barnala Flow Meter | 24 | A
135 | 4167- Gurdaspur Div,-02 Flow Meter | 24 | A
136 | 4167- Sri Fatehgarh Sahib Flow Meter | 24 | A
137 | 4167- Kapurthala Flow Meter | 24 | A
138 | 4167- Jalandhar Div,01 Flow Meter | 24 | A
139 | 4167- Faridkot Wafer type butter fly valve with actuator | 24 | A
140 | 4167- Mansa-02 Wafer type butter fly valve with actuator | 24 | A
141 | 4167- Barnala Flow Wafer type butter fly valve with actuator | 24 | A
142 | 4167- Gurdaspur Div,-02 Wafer type butter fly valve with actuator | 24 | A
143 | 4167- Sri Fatehgarh Sahib Wafer type butter fly valve with actuator | 24 | A
144 | 4167- Kapurthala Wafer type butter fly valve with actuator | 24 | A
145 | 4167- Jalandhar Div,01 Wafer type butter fly valve with actuator | 24 | A
146 | 4167- Faridkot Soft starter based starter panel with RTU | 24 | A
147 | 4167- Mansa-02 Soft starter based starter panel with RTU | 24 | A
148 | 4167- Barnala Flow Soft starter based starter panel with RTU | 24 | A
149 | 4167- Gurdaspur Div,-02 Soft starter based starter panel with RTU | 24 | A
150 | 4167- Sri Fatehgarh Sahib Soft starter based starter panel with RTU | 24 | A
151 | 4167- Kapurthala Soft starter based starter panel with RTU | 24 | A
152 | 4167- Jalandhar Div,01 Soft starter based starter panel with RTU | 24 | A
153 | 4167- Additional Pump Protection, Energy Sensor to Remote/Automated operation of Pumps operator (to be installed S & S well and /or Boosting Station | 24 | A
154 | 4167- Flow Meter Div No-1 Sri Muktabir Sahib | 24 | A
155 | 4167- Flow Meter Div. No.2 Patiala | 24 | A
156 | 4167- Flow Meter Div No-1 Hoshiarpur | 24 | A
157 | 4167- Flow Meter Div No-2 Hoshiarpur | 24 | A
158 | 4167- Flow Meter Division No.2 Amritsar | 24 | A
159 | 4167- Flow Meter Div No.1, Patiala | 24 | A
160 | 4167- Flow Meter Fazilka | 24 | A
161 | 4167- Flow Meter Fzr At Zira | 24 | A
162 | 4167- Flow Meter Malerkotla | 24 | A
163 | 4167- Flow Meter Sangrur | 24 | A
164 | 4167- Flow Meter No.2, Tarn Taran | 24 | A
165 | 4167- Flow Meter SAS Nagar | 24 | A
166 | 4167- Flow Meter Ropar | 24 | A
167 | 4167- Wafer type butter fly valve with actuator Div No-1 Sri Muktabir Sahib | 24 | A
168 | 4167- Wafer type butter fly valve with actuator Div. No.2 Patiala | 24 | A
169 | 4167- Wafer type butter fly valve with actuator Div No-1 Hoshiarpur | 24 | A
170 | 4167- Wafer type butter fly valve with actuator Div No-2 Hoshiarpur | 24 | A
171 | 4167- Wafer type butter fly valve with actuator Division No.2 Amritsar | 24 | A
172 | 4167- Wafer type butter fly valve with actuator Div No.1, Patiala | 24 | A
173 | 4167- Wafer type butter fly valve with actuator Fazilka | 24 | A
174 | 4167- Wafer type butter fly valve with actuator Fzr At Zira | 24 | A
175 | 4167- Wafer type butter fly valve with actuator Malerkotla | 24 | A
176 | 4167- Wafer type butter fly valve with actuator Sangrur | 24 | A
177 | 4167- Wafer type butter fly valve with actuator No.2, Tarn Taran | 24 | A
178 | 4167- Wafer type butter fly valve with actuator SAS Nagar | 24 | A
179 | 4167- Wafer type butter fly valve with actuator Ropar | 24 | A
180 | 4167- Soft starter based starter panel with RTU Div No-1 Sri Muktabir Sahib | 24 | A
181 | 4167- Soft starter based starter panel with RTU Div. No.2 Patiala | 24 | A
182 | 4167- Soft starter based starter panel with RTU Div No-1 Hoshiarpur | 24 | A
183 | 4167- Soft starter based starter panel with RTU Div No-2 Hoshiarpur | 24 | A
184 | 4167- Soft starter based starter panel with RTU Division No.2 Amritsar | 24 | A
185 | 4167- Soft starter based starter panel with RTU Div No.1, Patiala | 24 | A
186 | 4167- Soft starter based starter panel with RTU Fazilka | 24 | A
187 | 4167- Soft starter based starter panel with RTU Fzr At Zira | 24 | A
188 | 4167- Soft starter based starter panel with RTU Malerkotla | 24 | A
189 | 4167- Soft starter based starter panel with RTU Sangrur | 24 | A
190 | 4167- Soft starter based starter panel with RTU No.2, Tarn Taran | 24 | A
191 | 4167- Soft starter based starter panel with RTU SAS Nagar | 24 | A
192 | 4167- Soft starter based starter panel with RTU Ropar | 24 | A
193 | 4167- Kapurthala Flow Meter | 24 | A
194 | 4167- Kapurthala Wafer type butter fly valve with actuator | 24 | A
195 | 4167- Kapurthala Soft starter based starter panel with RTU | 24 | A
196 | 4167- SBS NAGAR Flow Meter | 24 | A
197 | 4167- SBS NAGAR Wafer type butter fly valve with actuator | 24 | A
198 | 4167- SBS NAGAR Soft starter based starter panel with RTU | 24 | A
199 | 4185- Rishbh contractor | 24 | A
200 | RTU with Panel and UPS compatible (4173 WTP panel) | 24 | A
201 | IT Items For Project 4139- (PC+ Monitore+ UPS+ Printer) | 24 | A
202 | 4189- Solar Materails | 24 | A
203 | 4189- Installation Materils :Saddle, Connduite Pie,Cable Etc | 24 | A
204 | 4191- Automation Panel - RTU + HMI+ I/O Card | 24 | A
205 | 4191- Cable +Earthing | 24 | A
206 | 4191- Chlorine +Acylic Panel | 24 | A
207 | Split AC 1.5 Ton (air conditioner) | 24 | A
208 | Hansford Vibration Sensor Cable With 4-Pin M12 Connector and 10 Mtr length | 24 | A
209 | 8163- RTU SCADA Panel | 24 | A
210 | 4203- Intake well | 24 | A
211 | 4203-PLC for CWPH | 24 | A
212 | 4203-PLC for Filter House-1 | 24 | A
213 | 4203-PLC Panel Filterl House-2 | 24 | A
214 | 4203-PLC Panel Filterl House-3 | 24 | A
215 | 4203-PLC Panel Filterl House-4 | 24 | A
216 | 4203-PLC for chemical house | 24 | A
217 | 4203-PLC for chlorination | 24 | A
218 | 4203- PLC for DG set | 24 | A
219 | 4197- Devash Automation Panel With HMI,MFM &n ACTUATOR | 24 | A
220 | Schneider PLC - DI-32,DO-16,AI-5(4-20 mA) | 24 | A
221 | Schneider PLC DI=42,DO=18, AI=7(4-20 mA) | 24 | A
222 | Schneider PLC DI=33,DO=15, AI=4(4-20 mA) | 24 | A
223 | Schneider PLC , DI=25,DO=9, AI=1(4-20 mA) | 24 | A
224 | Schneider PLC , DI=47,DO=24, AI=4(4-20 mA) | 24 | A
226 | Local Display Unit (LDU) for RTU/Data logger | 24 | A
227 | Outdoor Display Board Unit (ODBU) | 24 | A
228 | Acoustic Doppler Current Profiler (ADCP) having velocity profiling range 0.4 to 40 Meters with compatible DGPS | 24 | A
229 | 2.4 GHz Telemetry / External Power / SonTek DGNSS Multi-constellation Module for remote data | 24 | A
230 | SonTek Hydroboard II-Max for RiverSurveyor S5 and M9 systems, 51-in (130-cm) length, 16.4 ft/s (5.0 m/s) maximum velocity. | 24 | A
231 | SonTek Hydroboard II-Max soft carrying case | 24 | A
232 | Rechargeable NiMH AA batteries, package of (16) | 24 | A
233 | ADCP 0-6m with DGPS and all accessories RS5 portable five-beam 3.0 MHz acoustic Doppler current profiling/discharge measurement system | 24 | A
234 | Battery charger, 16 position, for AA NiMH batteries | 24 | A
235 | 10-m power & RS232 serial communications cable, compact 8-pin male wet-pluggable to 9-pin D-sub | 24 | A
236 | Supply of PLC/RTU system with software development of PLC/RTU | 24 | A
237 | Supply of Shaft Encoder based rotary position sensor with local digital Display | 24 | A
238 | Supply of 3 Phase VFD Starter panel for each motor of BARRAGE | 24 | A
239 | Supply of Data logger/RTU with 2 channel input type with GPRS/GSM based telemetry & enclosure | 24 | A
240 | Supply of Main PLC Controller system with firm ware | 24 | A
241 | Supply of IT Hardware, which includes required Static IP, Router with modem, Switch, firewall system and A3 / A4 color printer | 24 | A
242 | SITC of SCADA Automation System -RK Order | 24 | A
243 | 4136-A Afcons T W AUTOMATION SYS FOR PUMP PLANT 10HP | 24 | A
244 | 4136-A Afcons T W AUTOMATION SYS FOR PUMP PLANT 12.5HP | 24 | A
245 | 4136-A Afcons T W AUTOMATION SYS FOR PUMP PLANT 15HP | 24 | A
246 | 4136-A Afcons T W AUTOMATION SYS FOR PUMP PLANT 17.5HP | 24 | A
247 | 4205 PH & Conductivity sensor with transmitter each one at Outlet of Raw water tank | 24 | A
248 | 4205CIMCON make flowchart programmable RTU 6000 with suitable enclosure. DI=40, DO=16, AI=8 (4-20 mA), with keyboard, display, ARM 7 processor, with SD card socket, battery backup, DI # 16 - power fail. GSM Based Remote Terminal Units with Analog and Digital parameter and features as specified to store and transmit data on GSM as Backbone to control room. | 24 | A
249 | 4200- CIMCON make automation panel and actuator comprises of following components. Intakewell | 24 | A
250 | 4200-CIMCON make automation panel and actuator comprises of following components. CWR1 Pump House | 24 | A
251 | 4200-CIMCON make automation panel and actuator comprises of following components. CWR2 Pump House | 24 | A
252 | UP JJM Server with Below Specfication: 16 GB RAM (expandable to 32 GB) 512 GB SSD Windows Server OS 2019 or higher MSSQL 2015 or higher Xeon processor | 24 | A
253 | 4200-Supply of CIMCON make butterfly valve with single phase actuators, size 100 mm (4 Nos) & 125 mm (4 Nos), PN -1.6 | 24 | A
254 | 4200-Supply of CIMCON make butterfly valve with single phase actuators, size 100 mm (6 Nos) & 125 mm (2 Nos), PN -1.6 | 24 | A
255 | Anutech-Solar Based Tubewell without PUMP VFD - Combined Panel (Automation Panel, Actuator Panel with ControlPanel ) | 24 | A
256 | TUBEWELL Panel HSC | 24 | A
001 | TW WITH 15 KW SOFT STARTER, APR AND 3 NOS. ACT PANEL | 24 | B
002 | ZPS PANEL WITH 3 NOS. 42 KW SOFT STARTER, APR AND 4 NOS. ACT. PANEL | 24 | B
003 | ZPS PANEL WITH 3 NOS. 22 KW SOFT STARTER, APR AND 4 NOS. ACT. PANEL | 24 | B
004 | ZPS PANEL WITH 3 NOS. 15 KW SOFT STARTER, APR AND 3 NOS. ACT. PANEL | 24 | B
005 | PLC PANEL-3 FOR SOUTH ZOE | 24 | B
006 | PLC PANEL-4 FOR SOUTH ZOE | 24 | B
007 | PLC PANEL-5 FOR SOUTH ZOE | 24 | B
008 | MIMIC+ PLC CONTROL PANEL-1 | 24 | B
009 | MIMIC+ PLC CONTROL PANEL-2 | 24 | B
010 | 6 CHANNEL PSU PANEL | 24 | B
011 | 8 CHANNEL PSU PANEL | 24 | B
012 | RTU PANEL with 16 EM for TCL | 24 | B
013 | Energymeter Panel | 24 | B
014 | WOODEN BOX EXPORT QUALITY | 24 | B
015 | ZPS PANEL WITH 3 NOS. 62 KW SOFT STARTER, APR AND 5 NOS. ACT. PANEL | 24 | B
016 | Sankar Vihar VFD Panel-1 with 03 nos. 25HP VFD starter, 03 nos. MFM, | 24 | B
017 | Sankar Vihar VFD Panel-2 with 02 nos. 50HP VFD starter, 02 nos. MFM, | 24 | B
018 | OLD VRC VFD panel-1 with VFD 50HP rating , 02 nos. + multifunction meter 02 nos. | 24 | B
019 | OLD VRC VFD panel-2 with VFD 50HP rating , 01 nos. & 75HP 01 Nos. + multifunction meter 02 nos. | 24 | B
020 | NEW VRC VFD panel-1 with VFD 40HP rating, 03 nos., + multifunction meter 03 nos. | 24 | B
021 | NEW VRC VFD panel-2 with VFD 40HP rating, 01 nos & 50HP 01nos. + multifunction meter 02 nos. | 24 | B
022 | Yoginder Vihar VFD panel-1 with VFD 40HP rating 03 nos., + multifunction meter 03 nos. | 24 | B
023 | Anuj Vihar VFD Panel-1 with 03 nos. 25HP VFD starter, 03 nos. MFM, | 24 | B
024 | Nodal Point 1 additional area level monitoring Panel with 01 nos. SMPS, 01 nos. Process indicator and 1 nos Wiman Modem. | 24 | B
025 | WTP Filter Bed panel , RTU with 3 phase valve operation for 3 nos. and 5 nos. provision. | 24 | B
026 | COMMISSSIONING SPARE FOR SOLAR SALT RTU Panel System (1) ULT (0-10Mtr)-01 Nos, (2) PT 0-16 Bar -05 nos. (3) EM- 8 Nos. (4) Copper cable 2C, 6C and 10 c x 1.5, sq mm etc. (Lot) | 24 | B
027 | RTU 9000 Panel Complete Set | 24 | B
000 | NA | 24
001 | ADDITIONAL MATERIAL | 24
002 | TRIFOLITE TAG | 24
003 | SHORT LINKS | 24
004 | PLC | 24
005 | 8 RELAY OUTPUT MODULE | 24
006 | 16 RELAY OUTPUT MODULE | 24
007 | 24 CHANEL MIX MODULE | 24
008 | 8 CHANEL DIGITAL INPUT | 24
009 | 220 V AC COIL FOR SCHNEIDER CONTACTOR | 24
010 | EXTENDED ROTARY HANDEL FOR MCCB | 24
011 | FX3U-32BL BATTERY | 24
012 | O RING 67X7 | 24
013 | FX5-4AD-ADP-BS | 24
014 | SW1DNDING-GXW3-E PLC SOFTWARE | 24
015 | Hardware Accessories (Flange, Nut, Volt, Washer, Anchor fastner,& Gasket) | 24
016 | GI Accessories 1" , 1/2" , 3/4' Nipple, 1", 1/2", 3/4" Elbow, 1", 1/2", 3/4" Tee, 1",1/2",3/4" Union, Hex nipple, Bush etc.) | 24
017 | Cost of Installation, Armoured power cable, Motor and controliing Flexible Cable with required accessories Gland, tray, pipes & integration of actuators, Flow meters and Other instruments | 24
018 | SC simplex coupler adapter (Fiber accessories) | 24
019 | Adapter panel complete (Fiber Accessories) | 24
020 | RD6018W Dc power supply Variable adjustable module | 24
001 | 40W SOLAR PLATE | 24 | E
002 | 80W SOLAR PLATE | 24 | E
003 | 100 W SOLAR PLATE WITH 12V/40 AH BATTERY | 24 | E
4 | Solar charger 10A @12V/24V | 24 | E
001 | SODIYAM HYPO CHLORIDE | 24 | F
002 | DISTILLED WATER | 24 | F
003 | MAGNETIC STIRRER WITH HOT PLATE 2 LTR | 24 | F
004 | MAGNETIC PTFE | 24 | F
005 | GRAD.PIPETTE 10 ML LALCO | 24 | F
006 | CONICAL 250 ML | 24 | F
007 | CONICAL 500 ML | 24 | F
008 | CONICAL 1000 ML | 24 | F
009 | BEAKER 500 ML LALCO | 24 | F
010 | BEAKER 1000 ML LALCO | 24 | F
011 | SENSOR TESTING ADOPTER | 24 | F
012 | 4000 NTU SOLUTION STANDARD | 24 | F
013 | RO WATER PUMP WITH + PU WHITE PIPE | 24 | F
101 | PREELAM BOARD | 24 | G
001 | TROLLY FOR SENSOR TESTING WITH STAND AND TRNASPORTATION | 24 | H
002 | Chakker Plate Fabrication and installation | 24 | H
003 | ALUMINUM FABRICATED LADDER FOR ADVM SENSOR | 24 | H
004 | DAM GATE DESIGN FABRICATION STRUCTURE | 24 | H
005 | PREFABRICATED CABIN SIZE 6 X 6 X 8 FT | 24 | H
006 | FABRICATE ROUND MS PLATE FOR CAMERA JB | 24 | H
001 | PROCESS INDICATOR | 24 | I
002 | PIC-38 | 24 | I
003 | AC to DC transducer | 24 | I
001 | AIR TEMP,WIND SPEED,SOLAR RADIATION,RAIN GAUGE,AIR PRESSURE -SENSOR | 24 | J
001 | SOLID SHAFT ENCODER | 24 | K
001 | WEIGING SCALE 100 kG X10 GM SIZE 500 X 500 MM | 24 | M
001 | ADVM SENSOR- 20 M - SL1500 | 24 | N
002 | ADVM SENSOR - 20 -120 M - SL500 | 24 | N
001 | EMI FILTER component, 20Amp rating | 24
001 | 6 amp | 24 | U
002 | 10 Amp | 24 | U
101 | 12 Amp Single Phase Stabilizer | 24 | U
001 | 350VA | 24 | V
002 | 750VA | 24 | V
003 | 1kva | 24 | V
004 | 2KVA | 24 | V
005 | 300VA | 24 | V
001 | 1.5 sqmm2 core+1.5sqmm 4core+1.5sqmm 10core+1'Conduit Pipe+1.5"Conduit Pipe +relay+lugs | 24 | Z
002 | 1 Sq.mm 2C+ 1.5 Sq.mm 3C+ 4Cx 4 Sq.mm+1Sq.mm 5C and 1 Sq.mm 7 C cable | 24 | Z
001 | 12V/150 Ah Battery | 24 | P
001 | 1 KVA Solar Inveter | 24 | O
002 | 2 KVA Solar Inveter | 24 | O
001 | KIT KAT 100amp | 24 | AA
002 | KIT KAT 200 amp | 24 | AA
003 | KIT KAT 250 amp | 24 | AA
004 | KIT KAT 300 amp | 24 | AA
005 | KIT KAT 400 amp | 24 | AA
006 | KIT KAT 500 amp | 24 | AA
001 | 8 meter +2corex1.5 sqmm cable | 24
001 | INTEL XEON Processor / Latest,DDR4 DIMMs at up to 2400 MT/s 12 DIMM: 128 GB, 4*1.2TB Raid , rack mounting | 24 | R
001 | Blank Lables | 25 | A
002 | ISLC Lable | 25 | A
003 | CIMCON LABLE STICKER | 25 | A
003 | PRESSURE TRANSMITTER | 25 | A
004 | HYDRO STATIC PRESSURE TRANSMITTER | 25 | A
005 | RADAR LEVEL TRANSMITTER CIMCON MAKE | 25 | A
001 | Resin Ribbon | 25 | B
001 | ACRYLIC 2400MM*1200MM | 25
001 | BOX FILE | 25 | D
001 | ROOM FRESHNER | 25 | E
001 | PAPER CUTTER BIG 18 MM | 25 | F
001 | CD COVER | 25 | G
001 | CELLOTAPE DISPENSER B | 25 | I
001 | ARTLINE PRINT MARKER | 25 | J
001 | A4 PRINT PAPER 70 GSM | 25 | K
000 | NA | 26 | R
001 | 10 mm | 26 | R
002 | 20 mm | 26 | R
003 | 25 mm | 26 | R
001 | 50 mm | 26 | I
002 | 65 mm | 26 | I
003 | 80 mm | 26 | I
000 | NA | 26
001 | 50 MM | 26
002 | 65 MM | 26
003 | 80 MM | 26
020 | 20 MM | 26
025 | 25 MM | 26
000 | NA | 26 | W
001 | MMT, Size 325*260*180 | 26 | W
000 | NA | 27 | A
001 | Armoure packing 80*80*20 mm | 27 | A
002 | UNPRINTED PLY BOX 605*385*300 | 27 | A
003 | 585*360 MM PLATE | 27 | A
004 | WOODEN BOX 20*18*16 | 27 | A
005 | WOODEN BOX 19*14*14 | 27 | A
006 | WOODEN BOX 18*13*23 | 27 | A
007 | PLY BOX 500*310*230 MM | 27 | A
001 | DOWSIL RTV SEALANT | 27 | F
001 | STRETCH FILM 12 " | 27 | G
001 | BUBBLE ROLE | 27 | H
001 | CELLOTAPE 1" 65 MTR | 27 | I

## Make
make_code | make_name | main_category_id
SI | Siemens | 1
OM | Omron | 1
RE | RENU | 3
SC | SCHNEIDER | 3
MI | MITUSBISHI | 3
UN | UNIMAT | 3
PR | PROFACE | 3
ST | STANDARD | 3
CI | CIMCON | 3
KN | KINCO | 3
ST | STANDARD | 4
SI | SIEMENS | 4
GE | GEMS | 4
MI | MICROSENSOR | 4
BA | BAUMER | 4
DN | DANFOSS | 4
XT | XYT | 4
EN | ELECTRONET | 4
LU | LUMINOUS | 5
MI | MICROTEK | 5
IB | IBALL | 5
AP | APC | 5
FU | FUJI | 5
ST | STANDARD | 5
BP | BPE | 5
HI | HITACHI | 5
KR | KRILOSKAR - | 5
FS | FSP | 5
NA | Not applicable | 5
EV | EVM | 5
PO | POLYCAB | 6
FI | FINOLEX | 6
HA | HAVELLS | 6
KE | KEI | 6
RR | RR KABEL | 6
LA | LAPP | 6
GL | GLOSTER | 6
DL | D-LINK | 6
AM | AIRMASTER | 7
HG | H GURU | 7
CI | CIMCON | 7
NA | NA | 8
SB | SBEM | 8
SI | SIEMENS | 8
FT | FLOW TECH | 8
EL | ELECTRONET | 8
MI | MICROSENSOR | 8
PL | PELTEK | 8
CM | CIMCON | 8
AD | ADMAS | 8
PR | PRV | 8
NA | Not Applicable | 9
PT | PUNE TECHTROL | 9
SI | SIEMENS | 9
BA | BANNER | 9
EL | ELECTRONET | 9
MI | MICROSENSOR | 9
DS | DAVISON | 9
BE | BEIJING GALLOP HIGH & NEW TECH CO LTD | 9
ST | STANDARD | 9
SB | SBEM | 9
SP | SAPCON | 9
CI | CIMCON | 9
NA | Not Applicable | 10
BC | B&C | 10
AB | ABB | 10
FL | FLUDINGS | 10
SU | SUPREME | 10
TO | TOSHCON | 10
ED | EDOSE | 10
NN | NANING NOBO INSTRUMENT CO. LTD | 10
SH | SHANGHAI LANCHANG AUTO TECHNOLOGY CO. LTD | 10
VT | VERITO | 10
CI | CIMCON | 10
JI | JIGO | 11
PA | PANDUIT | 11
KS | KSS | 11
ST | STANDARD | 11
PR | PRECISION | 11
DT | DUDHAT | 11
AE | ADISHWAR ELECTRICAL | 11
RE | RAJ ELECTRO CONTROL | 11
VS | VIDHYUT SALES CORPORATION | 11
TR | TRUE POWE LTD | 11
NO | NOTION ELECTRONICS PVT LTD | 11
JK | JK ENTERPRISE | 11
PC | Prince | 11
LB | LB ENTERPRISE | 11
CB | Chauhan brothers | 11
NA | Not Applicable | 11
AE | AERA | 11
MG | MG | 11
FB | Fibox | 11
KA | KALRE | 11
RO | ROBUSTEL | 12
RO | ROBUSTEL | 12
TE | TELTRONIKA | 12
SW | Sheetal Wireless | 12
WI | WIMAN | 12
AD | ADAM | 12
DY | Dynalog | 12
SB | SBEM | 12
GI | GIC | 12
SC | Schneider | 12
NA | NA | 13
PH | PHOENIX | 13
CI | CITEL | 13
CC | CIMCON | 13
AP | APT | 13
SA | SALZER | 13
BC | BCH | 13
PL | PLA | 13
MI | MINILEC | 13
SE | SECURE | 13
SL | SELEC | 13
VI | VISHWAKARMA | 13
RI | QUALTEK/RITTAL | 13
AB | ABB | 13
EX | EXIDE | 13
PA | PANTAGONE | 13
LT | L&T | 13
LO | LOCTITE | 13
ST | STANDARD | 13
HP | HPL | 13
SC | Schneider | 13
CG | CROMPTON GREVES | 13
OM | OMRON | 13
CI | CIMCON | 13
MW | MEANWELL | 13
WO | WORLDSUNLIGHT | 13
CH | CHINT | 13
AC | ACON | 13
RE | REPUTED | 13
MP | Micro Power | 13
DE | DELIXI | 13
RI | RISHABH | 13
SE | SIEMENS | 13
GI | GIC | 13
EP | EPCOS | 13
ES | ESBEE | 13
DL | D-LINK | 14
PL | PLANET | 14
TL | TP LINK | 14
RI | Rittal | 14
ST | STANDARD | 14
HP | HP | 14
LN | LENOVO | 14
SY | Syrotech | 14
FI | FINGERS | 14
IN | INTEL | 14
BR | BROTHER | 14
HI | HIKVISION | 14
CP | CP PLUS | 14
DG | DGNET | 14
LM | LUMINIOUS | 14
MT | MICROTEK | 14
AO | AOC | 14
SM | SAMSUNG | 14
AT | ATEN | 14
CN | CANON | 14
DE | DELL | 14
SO | SOPHOS | 14
SA | SANDISK | 14
XI | xiaomi | 14
SB | SBB | 14
XG | Xexagon | 14
NA | Not Applicable | 14
MX | MOXA | 14
KI | K7 | 14
ZB | ZEBRONICS | 14
CI | CIMCON | 14
GI | GIRIRAJ CABLE | 15
DE | DEV ELECTRICAL | 15
BA | BALAJI PALLETES | 15
NK | NKS ENTERPRISE | 15
VI | VIJAY ENG.WORK | 15
DH | DHANVI ROAD CARRIER | 15
TR | TRADITIONAL CARRIER PVT LTD | 15
TE | TEJAS TECHNOCRACY | 15
NA | NATIONAL MOTORS | 15
DA | DIRECT ARRANGE BY VENDOR | 15
PA | PARIKH SWITCHGEAR | 15
NU | NUTRON SYSTEM | 15
TU | TUV | 15
TO | TOSHCON | 15
PQ | PQS CERTIFICATION | 15
VR | VIHAAN RO SERVICE | 15
KV | KV TECHNOLOGY | 15
NE | NEXUS INFOTECH | 15
TL | TESTING ELECTRICAL STANDARDS LABORATORY (TESLA) | 15
RI | RIVER VIEW HOTELS | 15
SH | Sheetal Wireless | 15
NE | NEXTGEN POWER CONTROL | 15
KN | Krupa network | 15
SM | SMR Service | 15
TH | THEMIS AUTOMATION | 15
SM | SAMSUNG | 15
PR | PARIN | 15
CI | CIMCON | 15
EE | M/s Engineering and Environmental Solution Pvt Ltd | 15
KR | KRISHANT ELECTRICAL | 15
TR | TRUE POWER LTD | 15
NA | STANDARD OR NOT APPLICABLE | 15
ZU | ZULU (CONTROL PLUS) | 16
MC | McMiller | 16
SA | SARK | 16
LT | L&T | 17
AO | AUDCO | 17
SD | SD TORK | 17
MA | MARSH | 17
EL | ELGER | 17
RO | ROTORK | 17
AU | AUMA | 17
AN | ANTRIKSH | 17
ST | STANDARD | 17
CA | CARE Pneumatic | 17
CA | CAIR | 17
KR | KRISHANT | 18
PR | PURVAX | 18
SA | SAFETEK | 18
TH | THEMIS | 18
AL | ALNICO | 18
ST | STANDARD | 18
EL | ELETTRO | 18
PO | POWERTECH | 18
NE | NEXTGEN CONTROLS | 18
KP | KAIVAL PRODUCTS | 18
RM | Royal metal Lab | 18
VI | VIDHYUT | 18
DI | DIGITAL AUTOMATION | 18
NA | NOT APPLICABLE | 18
RI | RITTAL | 18
LT | L&T | 18
PT | POWERTECH | 18
AN | ANTRIKSHA | 19
PR | PRECISION | 19
ST | STANDARD | 19
WE | WELLWORTH | 19
FE | FINOLEX | 19
AP | ASIAN PAINT | 19
KR | KRISHANT | 19
CO | CONTROQUIP | 19
FI | FILTRA CONSULTANT & ENGINEERING LTD | 19
CB | Chauhan Brothers | 19
LB | LB ENTERPRISE | 19
AS | ASHIRVAD | 19
SP | SPECTRON ROLO PLAST | 19
GI | GUPTA IRON FOUNDARY | 19
AB | NA | 20
AC | 16DI08DO | 20
AD | 16DI16DO | 20
AE | 32DI16DO | 20
AF | 32DI32DO | 20
AG | REDUNDANT | 20
AI | 4AI2DI | 20
GS | GST | 20
SM | SMPS | 20
IO | IO card | 20
CP | CPU | 20
GM | GSM Modem | 20
IT | IO TB | 20
HM | KEyboard/ HMI | 20
DT | DO TB | 20
HR | Harness | 20
LR | Lora Support Modules | 20
00 | NA | 21
01 | MICROSOFT | 21
02 | TQS | 21
03 | QUICKHEEL | 21
04 | SCADA | 21
05 | Think Board | 21
06 | Mobile App (Android/iOS) | 21
NA | NA | 22
MA | MASTECH | 22
ME | MECO | 22
TP | TAPARIA | 22
TL | TESLA | 22
ST | SAMRAT | 22
HI | HILLSON | 22
UN | UNISAFE | 22
XX | NA | 23
SC | SCHNEIDER | 24
SA | SAFETEK | 24
BA | BALAJI PALLETS | 24
TH | Themis | 24
LT | L&T | 24
NS | NUTRON SYSYTEM | 24
AE | AMRUT ENERGY | 24
MI | MITSUBISHI | 24
CH | CHEMLINK CORPORATION | 24
DP | D.P LAB INSTRUMENTS | 24
SH | SHREEJI INSTRUMENT | 24
PB | P.BHARAT KUMAR & MANEKLAL | 24
SP | SP ENGINEERING CO | 24
KR | KRISHANT ELECTRICAL | 24
MS | MULTI SPAN | 24
SR | SIMPLERAY | 24
AZ | AZISTA | 24
JA | JAYSHREE | 24
BE | BHAVNA ENTERPRISES | 24
EN | ENDEAVOUR | 24
XY | XYLEM-SONETEK | 24
MT | MICROTEK | 24
SM | SMR Services | 24
PT | POWERTECH | 24
KI | KRISHNA INDUSTRIES | 24
HG | Hager | 24
CI | CIMCON | 24
RS | R.S COMPANY | 24
EX | EXIDE | 24
EL | ELECOM | 24
LU | Luminious | 24
HP | Hevelet Packard | 24
SE | Siemens | 24
NG | NEXTGEN power control | 24
| POLYCAB | 24
BL | BLACK BOX LIMITED | 24
RI | RIDEN | 24
NA | NA | 25
PA | PARVATHI | 25
IE | INTRACTION ELECTRONICS | 25
SB | STORY BOARD BANGALORE | 25
NA | NA | 26
PE | PELTEK | 26
AE | ARIS ENGINEERS | 26
RE | R.S. ENTERPRISES | 26
ST | STANDARD | 26
| NA | 27
AS | ASIAN THERMOCOLE | 27
BM | BOX MASTER | 27
BP | BALAJI PALLET | 27
ST | STANDARD | 27
DO | DOWSIL | 27

## ProductModel
product_model_code | product_model_name | main_category_id
001 | Model 001 | 1
002 | Model 002 | 1
000 | NA | 3
001 | HMIGXU3512 | 3
002 | FP2070TN-V2 | 3
003 | GS2107-WTBD | 3
004 | UH407E,UH-407-4EU01-0AA0 WITH ETHERNET | 3
005 | iPMU-7-E | 3
006 | FP2070T-V2 | 3
007 | M2070HE | 3
008 | FP4101TN | 3
001 | DSTP140(075G4029/1056) | 4
002 | DSTP140(075G4035/1062) | 4
003 | MPM4891 | 4
004 | CTX323B22.0 | 4
005 | CTX323B26.0 | 4
006 | CTX323B31.0 | 4
007 | iPT-10-E-24-C1-G-D | 4
008 | 7MF0300-1TE01-5AM2-Z A00+E00+H01 | 4
009 | QYB100W | 4
010 | PT22SD | 4
000 | NA | 5
001 | LB1000PRO | 5
002 | FML11X0001330000 | 5
003 | ECO VOLT NEO750 | 5
004 | 22GL4B3AD009801 | 5
005 | LD2000 EXTERNAL BATTERY | 5
006 | iBALL NIRANTAR 622 | 5
007 | 1PH 72V-IB MAX | 5
008 | KG1-10ASE - KOEL I GREEN | 5
009 | FP1000VA | 5
010 | KG4-58.5WS | 5
000 | DETAILS NOT AVAILABLE | 6
000 | NA | 7
000 | NA | 8
001 | 151 MFM | 8
002 | FMIPL-EMFM | 8
003 | MFE600Z-AS0-100-103-1 | 8
004 | FLOWMAG 900 | 8
005 | Ware House | 8
000 | NA | 9
001 | TUS-ULTRATROL-2P1W | 9
002 | MPM489W45V1E24 | 9
003 | MPM489W40V1E24 | 9
004 | MPM489W75V1E24 | 9
005 | QT50ULB | 9
006 | ULT200 B | 9
007 | iHLT-50-V1-E-02-N | 9
008 | iRLT-15-E-11 | 9
009 | ULT-200 | 9
010 | 138K56 | 9
000 | NA | 10
001 | CL3630 | 10
002 | NEO 6 LPH | 10
003 | iCL-10 | 10
004 | iTU-10 | 10
005 | iPH-10 | 10
101 | NE0 6 LPH With Set | 10
006 | iTDS | 10
000 | NA | 11
001 | GI PERFORATED WITHOUT COVER WITH COUPLER PLATE AND NUT & BOLTS (IS:277) | 11
002 | TRINITY TOUCH | 11
003 | NE1401-18W | 11
004 | PG-11 | 11
005 | PG-21 | 11
006 | ALR04 | 11
000 | NA | 12
001 | R2000-4L | 12
002 | TRB140 | 12
003 | 4G LITE | 12
004 | 153 Mains Operated Gateway | 12
005 | TCSMCNAM3M002P | 12
000 | NA | 13
001 | 2910575 | 13
002 | 1086590 | 13
003 | MFM376-C-CE | 13
004 | Q878-ND | 13
005 | EP2612 | 13
006 | EP4212 | 13
007 | ELITE303-2 | 13
008 | CS7-12 | 13
009 | HPLTDPB1524131000O0NO | 13
010 | VSX-48-032 | 13
011 | CSX-48-045 | 13
012 | LC1E20 | 13
013 | FR150T-4T-4.B-H | 13
014 | iVFD-4T-2.2-CIMCON | 13
015 | ACTI 9 | 13
016 | VSX-48-006 | 13
017 | VSX-48-009 | 13
018 | LRS-200-24 VDC | 13
019 | XL7-63A | 13
020 | CHINT | 13
021 | LABL2REM24100K | 13
022 | SF12038HSL2 | 13
023 | PSC-100B-C | 13
024 | BT31P1 | 13
025 | SSM24BIS2.1D | 13
026 | CDI-SPDG1R5T4 | 13
027 | CDI-SPDG2R2T4 | 13
028 | CDI-SPDG7R5T4 | 13
029 | CDI-SPDG011T4 | 13
030 | CDI-SPDG030T4 | 13
031 | LRS-50-24 | 13
032 | MNX 50 | 13
033 | Omron G2R-1 230V AC(5 leg Relay) | 13
034 | RXM2LB2P7 | 13
035 | MNX02 | 13
036 | ABL2REM24100K | 13
037 | Liberty 200- Secuer | 13
038 | Liberty 500- Secuer | 13
039 | CDI-SPDG075T4 | 13
040 | Softstarter | 13
041 | MFM383A-C-CE | 13
042 | LRS-75-24 | 13
000 | NA | 14
001 | DEM-310GT | 14
002 | IGSW-24040T-EU | 14
003 | MGB-TLX | 14
004 | NCB-C6UGRYR1-2 | 14
005 | NCB-FS09S-SC1 | 14
006 | NCB-FS09D-LCSC-3 | 14
007 | NLU-FSDLSCR-12 | 14
008 | HP280G6 MT | 14
009 | IGS-4215-4T2S | 14
010 | MGB-TL40 | 14
011 | LENOVO | 14
012 | HP DJ 2332 | 14
013 | DGS-1210-10 | 14
014 | SY GPON 2010-WADONT | 14
015 | HP 330 | 14
016 | DES-1005C | 14
017 | LENOVO DT NEO 50T | 14
018 | LED SDDE-20-62C6K | 14
019 | 11QC0000IH | 14
020 | LED D19 | 14
021 | TN263 BROTHER PRINTER | 14
022 | BROTHER DCP-B7535 DW | 14
023 | HP267 | 14
024 | LB1000PRO | 14
023 | HP Laserjet108A | 14
026 | DIR-615 | 14
027 | INTELR XEONR(R) E-2314 | 14
028 | HP PRO TWR 280 G9 MTCORE I3 | 14
029 | CANON Irc 3226 | 14
030 | DELL LATITUDE 3520 | 14
031 | XG87 | 14
032 | XG107 | 14
033 | BROTHER DCP-L3551 CDW | 14
034 | DS-7732NI-K4 | 14
035 | HP 280 G6 | 14
036 | DELL 24 " | 14
037 | SAMSUNG VM55B-U | 14
038 | DWR 921 | 14
039 | SBB-SS08NL-1 | 14
040 | DELL PRECISION 3650 | 14
041 | DELL POWEREDGE R240 | 14
042 | HP OFFICEJET PRO 7740 PRO ALLIN ONE | 14
043 | DS-2DF8C442IXS-AEL T5 | 14
044 | HP LASERJET 1018 A | 14
045 | HP CORE i7,8 GB RAM,1 TB HDD | 14
046 | DELL POWEREDGE R250 | 14
047 | XC-IS1804 | 14
048 | NPort 5130A | 14
049 | HP1188 | 14
050 | Brother DCP-L3560CDW | 14
523 | PROJECT CODE | 15
613 | PROJECT CODE | 15
615 | PROJECT CODE | 15
809 | PROJECT CODE | 15
408 | PROJECT CODE | 15
410 | PROJECT CODE | 15
409 | PROJECT CODE | 15
407 | PROJECT CODE | 15
810 | PROJECT CODE | 15
411 | PROJECT CODE | 15
413 | PROJECT CODE | 15
412 | PROJECT CODE | 15
525 | PROJECT CODE | 15
100 | MARKETING | 15
000 | NA | 16
000 | NA | 17
001 | M120/020/C CLASS 300 | 17
002 | QT-10 | 17
003 | QT-5 | 17
004 | QT-20 | 17
005 | M120/020/C CLASS 600 | 17
006 | M80/020/C | 17
007 | 1250/PN16/250/CI/SGI/BN | 17
008 | 1250/PN16/300/CI/SGI/BN | 17
009 | 1250/PN16/150/CI/SGI/BN | 17
010 | 1250/PN16/80/CI/SGI/BN | 17
011 | 1250/PN16/200/CI/SGI/BN | 17
012 | 1250/PN16/100/CI/SGI/BN | 17
013 | 1250/PN16/350/CI/SGI/BN | 17
014 | M120/020/E | 17
015 | M150/020/E | 17
016 | M200/020/E | 17
017 | M150/060/MGT 60/E | 17
018 | M150/060/MSR 75/E | 17
019 | M150/060/MGT 105/E | 17
020 | M120/020/C CLASS 150 | 17
021 | QT-30 | 17
022 | TTM-L-3PK series | 17
023 | PRESSURE CONTROL | 17
000 | NA | 18
001 | RTU1000 | 18
002 | RTU3000 | 18
003 | RTU6000 | 18
004 | RTU6000+ | 18
005 | LEVEL SENSOR | 18
006 | RTU9000 | 18
007 | INVERTER WITH BATTERY ENCLOSURE | 18
008 | iCL + iTU TRANSMITTER PANEL | 18
009 | ULT Size canopy | 18
010 | RTU 6000 ++ | 18
011 | ACTUATOR CANOPY | 18
012 | iFPC | 18
000 | NA | 19
001 | PRCS25MBK | 19
002 | PRCS50MBK | 19
003 | PCFC25BK | 19
004 | PCFC50BK | 19
005 | PRT50BK | 19
006 | FRP DRUM 100 LTR | 19
000 | NA | 20
001 | 24 V DC | 20
002 | 12/5 DC | 20
003 | SPD | 20
004 | MODEM ANTENNA iRTU6000 | 20
000 | NA | 21
001 | SERVER 2019 | 21
002 | 2012 | 21
000 | NA | 22
001 | DMM 830L | 22
002 | DMM 63 | 22
810 | PROJECT 8104-TOOL SET | 22
000 | NA | 23
000 | NA | 24
001 | TM241CE40U | 24
002 | TM3DQ8TG | 24
003 | TM3DQ16RG | 24
004 | TM3DM24R | 24
005 | TM3DI8G | 24
006 | TM3DI16G | 24
007 | TM3DI32K | 24
008 | TM3DM24RG | 24
009 | TM3DQ16U | 24
010 | TWDFCW30K | 24
011 | LAEX6MS | 24
012 | FX5U-64MT/ESS-BS | 24
013 | FX3U-32BL BATTERY | 24
014 | PIC-38 | 24
015 | AZS-011 , AZS-101,AZS- 076,AZS-051,AZS-021 | 24
016 | J58-A | 24
017 | FX5-4AD-ADP-BS | 24
018 | SW1DNDING-GXW3-E | 24
019 | ENDEAVOUR A MA LP 5X 5 EPS 100 KG X 10 GM | 24
020 | SL-1500 - 20 m | 24
021 | SL-500 - 20-120 m | 24
022 | FX5-16EYT/ESS-BS | 24
023 | EKS304B | 24
024 | MI-532 | 24
025 | Siemens 224 XP | 24
026 | M241 | 24
000 | NA | 25
001 | 40mm * 12mm | 25
002 | 50mm * 300mtr | 25
003 | 44*14.50mm | 25
004 | 40*17 mm | 25
005 | PARVATHI | 25
006 | 66A STICKER | 25
007 | 66B STICKER | 25
008 | ACRYLIC 2400X1200MM | 25
009 | 69 sticker | 25
010 | 70 sticker | 25
011 | 55mm * 25mm | 25
012 | 65*13 MM PT | 25
013 | 45*25 MM HPT | 25
014 | 43.4*31.4 MM RLT | 25
015 | 75 *30 MM | 25
000 | NA | 26
000 | NA | 27

## Remarks
remarks_code | remarks_description | main_category_id
01 | High Precision | 1
02 | Long Lasting | 1
01 | SERIAL RS-485 | 3
02 | SERIAL RS-485 & RS-232 | 3
03 | SERIAL RS-485/RS-232 AND ETHERNET | 3
04 | ANDROID WITH WIFI/BLUETOOTH | 3
05 |  | 3
01 | WITH DISPLAY | 4
02 | WITHOUT DISPLAY -TWO WIRE TYPE WITH CONNECTOR | 4
03 | WITH CONNECTOR WITHOUT CABLE | 4
04 | WITH CABLE | 4
01 | WITH IN BUILT BATTERY | 5
02 | WITOUT IN BUILT BATTERY | 5
03 | WITH EXTERNAL BATTERY | 5
04 | WITH EXTERNAL BATTERY WITH RACK AND LINK | 5
05 | WITH IN BUILT MODBUS CARD | 5
05 | M.I RACK 26*6 WITH TOP | 5
06 | INBUILT STARTER PANEL | 5
01 | PVC INSULATED | 6
02 | FR | 6
03 | FRLS | 6
04 | HFFR | 6
05 | ZHFR | 6
06 | SINGLE STRANDED | 6
07 | MULTI STRANDED | 6
11 | customised Job of Cable with accessories | 6
08 | SINGLE MODE CABLE | 6
09 | XLPE INSULATED | 6
10 | 6.6 Kv unearthed Aluminium armored | 6
00 | Not applicable | 6
01 | WITH PIPE & COCK VALVE | 7
00 | NA | 8
01 | 10 METER CABLE | 8
02 | 15 METER CABLE | 8
03 | 20 METER CABLE | 8
04 | 8METER CABLE | 8
05 | Battery OPERATED | 8
00 | NA | 9
01 | 2 WIRE | 9
02 | 4 WIRE | 9
03 | VENTED | 9
04 | NON-VENTED | 9
05 | 3 WIRE TYPE WITHOUT JB | 9
00 | NONE | 10
01 | With Single Sensor Flow Cell | 10
00 | NA | 11
01 | Color Black | 11
02 | Color grey | 11
03 | Color Ivory | 11
04 | YELLOW | 11
05 | WHITE | 11
06 | SEMI INTEGRATED | 11
07 | Silver | 11
01 | WITH IOS | 12
02 | WITHOUT IOS | 12
03 | WITH MEMORY | 12
04 | WITH MEMORY WITH IO | 12
05 | MODEM DIN RAIL KIT (TELTONIKA) | 12
00 | NA | 12
00 | NA | 13
02 | 100*60(H*W) | 13
01 | Add- on block | 13
00 | NA | 14
01 | TT HANDLING CHARGE | 14
02 | External HDD | 14
80 | CONTINUE PENDING NO. OF PROJECT CODE | 15
01 | IP TEST SERVICES IP68 | 15
30 | CONTINUE PENDING NO. OF PROJECT CODE | 15
00 | NA | 16
01 | 4SQMM COPER WIRE CABLE | 16
00 | NA | 17
01 | PVC | 17
02 | BRACKET WITH COUPLEER | 17
03 | WITH EXTENDED SHAFT | 17
04 | FLANGE TYPE | 17
00 | NA | 18
01 | ACRYLIC | 18
02 | GI | 18
03 | OUTDOOR TYPE WITH STAND | 18
04 | INDOOR TYPE WITH STAND | 18
05 | OUTDOOR TYPE POLE MOUNT TYPE | 18
06 | SCADA PANEL FOR MECHNICAL WITH STAND | 18
07 | SCADA PANEL FOR ELECTRICAL WITH STAND | 18
00 | NA | 19
01 | SS304 | 19
02 | 2" LENGTH | 19
03 | 3" LENGTH | 19
04 | 4" LENGTH | 19
05 | 6" LENGTH | 19
11 | THREADED | 19
12 | Inside Threading | 19
13 | With Nut and washer | 19
00 | NA | 20
00 | NA | 21
02 | R2 | 21
00 | NA | 22
40 | PROJECT 8104-TOOL SET1 | 22
41 | PROJECT 8104-TOOL SET2 | 22
42 | PROJECT 8104-TOOL SET3 | 22
43 | PROJECT 8104-TOOL SET4 | 22
44 | PROJECT 8104-TOOL SET5 | 22
00 | NA | 23
00 | NA | 24
01 | 10 METER CABLE AND OTHER ACCESORIES | 24
02 | Enclosure + VFD +multifunction meter + MCCB | 24
03 | Hardware Accessories (Flange, Nut, Volt, Washer, Anchor fastner,& Gasket) | 24
04 | GI Accessories (Nipple, Elbow, Tee, Union, Hex nipple, Bush etc.) | 24
00 | NA | 25
00 | NA | 26
00 | NA | 27

## ItemMaster
cimcon_part_no | name | description | main_category | sub_category | product_rating | make | product_model | remarks | package | packaging | uom | spq | mfg_std_lead_time | bin | hsn_code | is_active
PRTA010BA00402 | PT 0-10 Bar | BAUMER MAKE 0 TO 10 BAR PRESSURE TRANSMITTER | PRT | A | 010 | BA | 004 | 02 |  |  | Nos
PRTA025BA00502 | PT 0-25 Bar | BAUMER MAKE 0 TO 25 BAR PRESSURE TRANSMITTER | PRT | A | 025 | BA | 005 | 02 |  |  | Nos
PRTA100BA00602 | PT 0-100 Bar | BAUMER MAKE 0 TO 100 BAR PRESSURE TRANSMITTER | PRT | A | 100 | BA | 006 | 02 |  |  | Nos
PRTA010MI00701 | PT 0-10 Bar | MICROSENSOR MAKE 0 TO 10 BAR PRESSURE TRANSMITTER WITH INBUILT DISPLAY | PRT | A | 010 | MI | 007 | 01 |  |  | Nos
PRTH016SI00801 | PT 0-16 Bar | SIEMENS MAKE 0 TO 16 BAR PRESSURE TRANSMITTER GAUGE PRESSURE HART TYPE | PRT | H | 016 | SI | 008 | 01 |  |  | Nos
PRTA010DN00102 | PT 0-10 Bar | DANFOSS MAKE 0 TO 10 BAR PRESSURE TRANSMITTER | PRT | A | 010 | DN | 001 | 02 |  |  | Nos
PRTA025DN00002 | PT 0-25 Bar | DANFOSS MAKE 0 TO 25 BAR PRESSURE TRANSMITTER | PRT | A | 025 | DN | 000 | 02 |  |  | Nos
PRTA150ST00003 | PT 0-150 Bar | STANDARD MAKE 0 TO 150 BAR PRESSURE TRANSMITTER | PRT | A | 150 | ST | 000 | 03 |  |  | Nos
PRTA016ST00000 | PT 0-16 Bar | STANDARD MAKE 0 TO 16 BAR PRESSURE TRANSMITTER | PRT | A | 016 | ST | 000 | 00 |  |  | Nos
PRTA010XT00901 | PT 0-10 Bar | XYT MAKE 0-10 PRESSURE BAR | PRT | A | 010 | XT | 009 | 01 |  |  | Nos
PRTS016EN10001 | PT 0-16 Bar | Pressure Transmitter with Display | PRT | S | 016 | EN | 100 | 01 |  |  | Nos
PRTA016NA00000 | PT 0-16 Bar |  | PRT | A | 016 | NA | 000 | 00 |  |  | Nos
PRTA025MI00001 | PT 0-25 Bar | MICROSENSOR MAKE 0 TO 25 BAR PRESSURE TRANSMITTER WITH INBUILT DISPLAY | PRT | A | 025 | MI | 000 | 01 |  |  | Nos
PRTA010MI00002 | PT 0-10 Bar | WITHOUT DISPLAY -TWO WIRE TYPE WITH CONNECTOR | PRT | A | 010 | MI | 000 | 02 |  |  | Nos
PRTA060NA00003 | PT 0-60 Bar | Standard Make 0 to 60 Bar Pressure Transmitter | PRT | A | 060 | NA | 000 | 03 |  |  | Nos
PRTA025MI00002 | PT 0-25 Bar | WITHOUT DISPLAY -TWO WIRE TYPE WITH CONNECTOR | PRT | A | 025 | MI | 000 | 02 |  |  | Nos
PRTA060MI00002 | PT 0-60 Bar | WITHOUT DISPLAY -TWO WIRE TYPE WITH CONNECTOR | PRT | A | 060 | MI | 000 | 02 |  |  | Nos
PRTA100MI00002 | PT 0-100 Bar | WITHOUT DISPLAY -TWO WIRE TYPE WITH CONNECTOR | PRT | A | 100 | MI | 000 | 02 |  |  | Nos
PRTA040MI00002 | PT 0-40 Bar | WITHOUT DISPLAY -TWO WIRE TYPE WITH CONNECTOR | PRT | A | 040 | MI | 000 | 02 |  |  | Nos
HMIA007SC00103 | HMI 7" |  | HMI | A | 007 | SC | 001 | 03 |  |  | Nos
HMIA007RE00203 | HMI 7" |  | HMI | A | 007 | RE | 002 | 03 |  |  | Nos
HMIA007UN00403 | HMI 7" | HMI 7 " UNIMAT | HMI | A | 007 | UN | 004 | 03 |  |  | Nos
HMIA011ST00004 | HMI 15.6" | HMI 15.6" | HMI | A | 011 | ST | 000 | 04 |  |  | Nos
HMIA007CI00003 | HMI 7" |  | HMI | A | 007 | CI | 000 | 03 |  |  | Nos
HMIA007KN00703 | HMI 7" | KINCO HMI | HMI | A | 007 | KN | 007 | 03 |  |  | Nos
HMIA012NA00000 | HMI 12" | HMI 12" | HMI | A | 012 | NA | 000 | 00 |  |  | Nos
PLCK001SC00101 | PLC |  | PLC | K | 001 | SC | 001 | 01 |  |  | Nos
PLCD003RE00202 | PLC |  | PLC | D | 003 | RE | 002 | 02 |  |  | Nos
PLCO001SE00302 | PLC |  | PLC | O | 001 | SE | 003 | 02 |  |  | Nos
PLCO001SE00402 | PLC |  | PLC | O | 001 | SE | 004 | 02 |  |  | Nos
PLCD004SE00902 | PLC |  | PLC | D | 004 | SE | 009 | 02 |  |  | Nos
PLCQ001SE01003 | PLC |  | PLC | Q | 001 | SE | 010 | 03 |  |  | Nos
PLCC003RE01102 | PLC |  | PLC | C | 003 | RE | 011 | 02 |  |  | Nos
PLCC002NA00000 | PLC | 8 DI Module | PLC | C | 002 | NA | 000 | 00 |  |  | Nos
PLCC003NA00000 | PLC | 16 DI Module | PLC | C | 003 | NA | 000 | 00 |  |  | Nos
PLCE002SE01202 | PLC | 8 DO Module | PLC | E | 002 | SE | 012 | 02 |  |  | Nos
PLCF001SE01302 | PLC | 4 AO Module | PLC | F | 001 | SE | 013 | 02 |  |  | Nos
PLCR001SC01400 | PLC | SCADA Pack RTU 474 | PLC | R | 001 | SC | 014 | 00 |  |  | Nos
PLCC003SC01500 | PLC | 16 Input DI Module | PLC | C | 003 | SC | 015 | 00 |  |  | Nos
PLCE003SC01600 | PLC | 16 Output DO Module | PLC | E | 003 | SC | 016 | 00 |  |  | Nos
PLCD003SC01700 | PLC | 8 AI Module | PLC | D | 003 | SC | 017 | 00 |  |  | Nos
PLCG001SC01800 | PLC | Network Interface | PLC | G | 001 | SC | 018 | 00 |  |  | Nos
PLCB000SC01900 | PLC | STB PDM power supply module 24 VDC, | PLC | B | 000 | SC | 019 | 00 |  |  | Nos
PLCB000SC02000 | PLC | STB Aux. power supply | PLC | B | 000 | SC | 020 | 00 |  |  | Nos
PLCS000NA00000 | PLC | IO Module - CIMCON DI -20 (7 Pulse DI), DO--8 AND AI -8 | PLC | S | 000 | NA | 000 | 00 |  |  | Nos
PLCM004SC00000 | PLC | Schniender PLC 24 DI /16 DO with CPU | PLC | M | 004 | SC | 000 | 00 |  |  | Nos
PLCC002SC00000 | PLC | Schniender 8 DI Module | PLC | C | 002 | SC | 000 | 00 |  |  | Nos
PLCM005SC00000 | PLC | Schniender PLC 16 DI /10 DO with CPU | PLC | M | 005 | SC | 000 | 00 |  |  | Nos
PLCK006SC00000 | PLC | Schniender 16 DI/8 DO Module | PLC | K | 006 | SC | 000 | 00 |  |  | Nos
PLCD002SE00000 | PLC | Selec 4 AI Module | PLC | D | 002 | SE | 000 | 00 |  |  | Nos
PLCC003SC00000 | PLC | Schniender 16 DI Module | PLC | C | 003 | SC | 000 | 00 |  |  | Nos
PLCE003SC00000 | PLC | Schniender 16 DO Module | PLC | E | 003 | SC | 000 | 00 |  |  | Nos
PLCC004SC00000 | PLC | Schniender 32 DI Module | PLC | C | 004 | SC | 000 | 00 |  |  | Nos
UPSA101FU00205 | UPS |  | UPS | A | 101 | FU | 002 | 05 |  |  | Nos
UPSB101LU00101 | UPS |  | UPS | B | 101 | LU | 001 | 01 |  |  | Nos
UPSA101MI00401 | UPS |  | UPS | A | 101 | MI | 004 | 01 |  |  | Nos
UPSB100IB00601 | UPS | UPS IBALL NIRANTAR 622 - OFFLINE 1 PHASE 600 VA | UPS | B | 100 | IB | 006 | 01 |  |  | Nos
UPSA101BP00001 | UPS | UPS BPE 1 KVA | UPS | A | 101 | BP | 000 | 01 |  |  | Nos
UPSB101LU00101 | UPS |  | UPS | B | 101 | LU | 001 | 01 |  |  | Nos
UPSA103HI00604 | UPS | UPS 3 KVA ONLINE WITH INBUILT TRANSFORMER +EXTERNAL BATTERY WITH LINK & RACK | UPS | A | 103 | HI | 006 | 04 |  |  | Nos
UPSA103MI00704 | UPS | UPS 3 KVA ONLINE WITH INBUILT TRANSFORMER +EXTERNAL BATTERY WITH LINK & RACK | UPS | A | 103 | MI | 007 | 04 |  |  | Nos
UPSD410KR00806 | UPS | DG SET 10 KVA KOEL IGREEN WITH INBUILT STARTER PANEL | UPS | D | 410 | KR | 008 | 06 |  |  | Nos
UPSB101FS00901 | UPS | UPS 1 KVA FSP MAKE FP1000 VA | UPS | B | 101 | FS | 009 | 01 |  |  | Nos
UPSA101FU00003 | UPS | 1 KVA ONLINE UPS SINGLE PHASE | UPS | A | 101 | FU | 000 | 03 |  |  | Nos
UPSA101NA00003 | UPS | 1 KVA ONLINE UPS SINGLE PHASE | UPS | A | 101 | NA | 000 | 03 |  |  | Nos
UPSE501NA00000 | UPS | 10 KVA 3-PHASE OIL COOLED VOLTAGE STABILIZER | UPS | E | 501 | NA | 000 | 00 |  |  | Nos
UPSE502NA00000 | UPS | 15 KVA 3-PHASE OIL COOLED VOLTAGE STABILIZER | UPS | E | 502 | NA | 000 | 00 |  |  | Nos
UPSE503NA00000 | UPS | 20 KVA 3-PHASE OIL COOLED VOLTAGE STABILIZER | UPS | E | 503 | NA | 000 | 00 |  |  | Nos
UPSE504NA00000 | UPS | 25 KVA 3-PHASE OIL COOLED VOLTAGE STABILIZER | UPS | E | 504 | NA | 000 | 00 |  |  | Nos
UPSE505NA00000 | UPS | 30 KVA 3-PHASE OIL COOLED VOLTAGE STABILIZER | UPS | E | 505 | NA | 000 | 00 |  |  | Nos
UPSA103NA00000 | UPS | UPS 3 KVA ONLINE inbult battery | UPS | A | 103 | NA | 000 | 00 |  |  | Nos
UPSE506NA00000 | UPS | 7.5 KVA 3-PHASE OIL COOLED VOLTAGE STABILIZER | UPS | E | 506 | NA | 000 | 00 |  |  | Nos
UPSD411KR01006 | UPS | DG SET 50 KVA KOEL IGREEN WITH INBUILT STARTER PANEL | UPS | D | 411 | KR | 010 | 06 |  |  | Nos
UPSB101NA00001 | UPS | 1 KVA UPS Offline inbuilt battery | UPS | B | 101 | NA | 000 | 01 |  |  | Nos
CABF405PO00007 | Cable |  | CAB | F | 405 | PO | 000 | 07 |  |  | Mtr
CABF901PO00007 | Cable |  | CAB | F | 901 | PO | 000 | 07 |  |  | Mtr
CABF601PO00007 | Cable |  | CAB | F | 601 | PO | 000 | 07 |  |  | Mtr
CABF203PO00007 | Cable |  | CAB | F | 203 | PO | 000 | 07 |  |  | Mtr
CABF111PO00007 | Cable |  | CAB | F | 111 | PO | 000 | 07 |  |  | Mtr
CABF401PO00007 | Cable |  | CAB | F | 401 | PO | 000 | 07 |  |  | Mtr
CABF305PO00007 | Cable |  | CAB | F | 305 | PO | 000 | 07 |  |  | Mtr
CABF102PO00003 | Cable | CABLE 0.5 SQ MM 1 CORE POLY CAB | CAB | F | 102 | PO | 000 | 03 |  |  | Mtr
CABF602PO00007 | Cable | CABLE 1.5 SQ MM 6 CORE POLY CAB | CAB | F | 602 | PO | 000 | 07 |  |  | Mtr
CABI401PO00007 | Cable | CABLE 1 SQ MM 4 CORE POLY CAB | CAB | I | 401 | PO | 000 | 07 |  |  | Mtr
CABI505PO00007 | Cable | CABLE 1 SQ MM 6 PAIR POLY CAB | CAB | I | 505 | PO | 000 | 07 |  |  | Mtr
CABI204PO00007 | Cable | CABLE 1 SQ MM 2 CORE POLY CAB | CAB | I | 204 | PO | 000 | 07 |  |  | Mtr
CABC404PO00006 | Cable |  | CAB | C | 404 | PO | 000 | 06 |  |  | Mtr
CABT203PO00007 | Cable |  | CAB | T | 203 | PO | 000 | 07 |  |  | Mtr
CABF207PO00007 | Cable |  | CAB | F | 207 | PO | 000 | 07 |  |  | Mtr
CABF403KE00003 | Cable | CABLE 2.5 SQ MM 4 CORE KEI MAKE | CAB | F | 403 | KE | 000 | 03 |  |  | Mtr
CABF303KE00003 | Cable | CABLE 2.5 SQ MM 3 CORE KEI MAKE | CAB | F | 303 | KE | 000 | 03 |  |  | Mtr
CABF301KE00003 | Cable | CABLE 1 SQ MM 3 CORE KEI MAKE | CAB | F | 301 | KE | 000 | 03 |  |  | Mtr
CABF901KE00003 | Cable | CABLE 1 SQ MM 10 CORE KEI MAKE | CAB | F | 901 | KE | 000 | 03 |  |  | Mtr
CABI505KE00007 | Cable | CBALE 1 SQ MM 12 CORE KEI MAKE | CAB | I | 505 | KE | 000 | 07 |  |  | Mtr
CABI506PO00007 | Cable | CABLE 1 SQ MM 4 PARI POLYCAB | CAB | I | 506 | PO | 000 | 07 |  |  | Mtr
CABF201PO00001 | Cable | CABLE 0.5 SQ MM 2 core PVC PVC POLYCAB | CAB | F | 201 | PO | 000 | 01 |  |  | Mtr
CABF901PO00003 | Cable | CABLE 1 SQ MM 10 CORE Polycab MAKE | CAB | F | 901 | PO | 000 | 03 |  |  | Mtr
CABF203PO00003 | Cable | CABLE 1 SQ MM 2 CORE Polycab MAKE | CAB | F | 203 | PO | 000 | 03 |  |  | Mtr
CABF902KE00001 | Cable | CABLE 1.5 SQ MM 10 CORE KEI MAKE | CAB | F | 902 | KE | 000 | 01 |  |  | Mtr
CABF402KE00001 | Cable |  | CAB | F | 402 | KE | 000 | 01 |  |  | Mtr
CABF204KE00001 | Cable |  | CAB | F | 204 | KE | 000 | 01 |  |  | Mtr
CABF406NA00001 | Cable | Cable 4 core *10 sqmm PVC PVC | CAB | F | 406 | NA | 000 | 01 |  |  | Mtr
CABF407NA00001 | Cable | Cable 4 core *16 sqmm PVC PVC | CAB | F | 407 | NA | 000 | 01 |  |  | Mtr
CABI000KE00000 | Cable | Combine Code for Billing KEI Make | CAB | I | 000 | KE | 000 | 00 |  |  | Mtr
CABD108NA00000 | Cable | 1 CORE 6 SQ MM DC CABLE | CAB | D | 108 | NA | 000 | 00 |  |  | Mtr
CABC901NA00003 | Cable | CABLE 1 SQ MM 10 CORE NA MAKE | CAB | C | 901 | NA | 000 | 03 |  |  | Mtr
CABE000NA00000 | Cable | 3+1 copper coaxial Cable | CAB | E | 000 | NA | 000 | 00 |  |  | Mtr
CABF405PO00007 | Cable | CABLE 0.75 SQ MM 4 CORE POLY CAB | CAB | F | 405 | PO | 000 | 07 |  |  | Mtr
CABF601PO00007 | Cable | CABLE 1 SQ MM 6 CORE POLY CAB | CAB | F | 601 | PO | 000 | 07 |  |  | Mtr
CABW102NA00000 | Cable | 0.75 Sq mm ISI Grey Cable for controll wiring | CAB | W | 102 | NA | 000 | 00 |  |  | Mtr
CABF0000000000 | Cable | PVC cABLE | CAB | F | 000 | 00 | 000 | 00 |  |  | Mtr
CABF202PO00007 | Cable | CABLE 0.75 SQ MM 2 CORE POLY CAB | CAB | F | 202 | PO | 000 | 07 |  |  | Mtr
CABC507PO00003 | Cable | 2P X 0.5 Sq.mm XLPE conductor FRLS Armour cable | CAB | C | 507 | PO | 000 | 03 |  |  | Mtr
CABC508PO00003 | Cable | 4P X 0.5 Sq.mm XLPE conductor FRLS Armour cable | CAB | C | 508 | PO | 000 | 03 |  |  | Mtr
CABC403PO00003 | Cable | 4C X 2.5 Sq.mm XLPE conductor FRLS Armour cable | CAB | C | 403 | PO | 000 | 03 |  |  | Mtr
CABF000PO00000 | Cable | Combine Cabel Code for Polycab | CAB | F | 000 | PO | 000 | 00 |  |  | Mtr
CABF403PO00003 | Cable | CABLE 2.5 SQ MM 4 CORE POLYCAB MAKE | CAB | F | 403 | PO | 000 | 03 |  |  | Mtr
CABF301PO00003 | Cable | CABLE 1 SQ MM 3 CORE POLYCAB MAKE | CAB | F | 301 | PO | 000 | 03 |  |  | Mtr
CABF902PO00001 | Cable |  | CAB | F | 902 | PO | 000 | 01 |  |  | Mtr
CABF405NA00007 | Cable | CABLE 0.75 SQ MM 4 CORE FLEXIBLE FRLS PVC CAB | CAB | F | 405 | NA | 000 | 07 |  |  | Mtr
CABF303NA00003 | Cable | CABLE 2.5 SQ MM 3 CORE FLEXIBLE FRLS PVC CAB | CAB | F | 303 | NA | 000 | 03 |  |  | Mtr
CABF110NA00003 | Cable | 1 C- 10.0 SQ MM FRLS FLexible Cable | CAB | F | 110 | NA | 000 | 03 |  |  | Mtr
CABF203NA00003 | Cable | 2 Core x 1.0 Sq mm Copper Flexible Insulated FRLS Cable | CAB | F | 203 | NA | 000 | 03 |  |  | Mtr
CABF901NA00003 | Cable | 10 Core x 1.0 Sq mm Copper Flexible Insulated FRLS Cable | CAB | F | 901 | NA | 000 | 03 |  |  | Mtr
CABF601NA00003 | Cable | 6 Core x 1.0 Sq mm Copper Flexible Insulated FRLS Cable | CAB | F | 601 | NA | 000 | 03 |  |  | Mtr
CABC701NA00007 | Cable | 7Cx1.0SQ. MM COPPER ARMOUR CABLE | CAB | C | 701 | NA | 000 | 07 |  |  | Mtr
CABC302NA00007 | Cable | 3C x1.5 SQ. MM | CAB | C | 302 | NA | 000 | 07 |  |  | Mtr
CABF404NA00001 | Cable | CABLE 4 SQ MM 4 CORE flexible cable | CAB | F | 404 | NA | 000 | 01 |  |  | Mtr
CABF701NA00001 | Cable | CABLE 1 SQ MM 7 CORE flexible cable | CAB | F | 701 | NA | 000 | 01 |  |  | Mtr
CABC302PO00009 | Cable | 3 Core X 1.5sq.mm,1100 V, XLPE Insulated and Multi Core Copper Conductor Industrial Armour Cables | CAB | C | 302 | PO | 000 | 09 |  |  | Mtr
CABF501NA00009 | Cable | 5 Core X 1 Sq.mm XLPE Insulated and PVC Round Sheathed Multi Core Copper Conductor | CAB | F | 501 | NA | 000 | 09 |  |  | Mtr
CABF102NA00000 | Cable | 1 Core x 0.5 Sq mm Copper Flexible Insulated FRLS Cable | CAB | F | 102 | NA | 000 | 00 |  |  | Mtr
CABF161NA00000 | Cable | 16 Core x 1.0 Sq mm Copper Flexible Insulated FRLS Cable | CAB | F | 161 | NA | 000 | 00 |  |  | Mtr
CABB001NA00000 | Cable | CAT 6 Ethernet Cable | CAB | B | 001 | NA | 000 | 00 |  |  | Mtr
CABB101NA00000 | Cable | CAT 6 Ethernet Cable- 1 Mtr Lenth and Both Side RJ 45 Connector | CAB | B | 101 | NA | 000 | 00 |  |  | Mtr
CABF401PNA00000 | Cable | 1 Sq.mm X 4 Core Flexible Cable | CAB | F | 401 | PN | A00 | 00 |  |  | Mtr
CABI505NA00007 | Cable | CBALE 1 SQ MM 12 CORE | CAB | I | 505 | NA | 000 | 07 |  |  | Mtr
CABF402NA00006 | Cable | 4 Core * 1.5 Sq, mm Flexible Cable | CAB | F | 402 | NA | 000 | 06 |  |  | Mtr
CABF103NA00003 | Cable | 1 C -0.75 SQ MM Cable | CAB | F | 103 | NA | 000 | 03 |  |  | Mtr
CABF108NA00003 | Cable | 1C-6 SQ MM FLEXIBLE FRLS CABLE | CAB | F | 108 | NA | 000 | 03 |  |  | Mtr
CABF162PO00009 | Cable | 12C*1Sq mm XLPE Insulated Copper Conductor Industrial Armour Cables | CAB | F | 162 | PO | 000 | 09 |  |  | Mtr
CABC500PO00002 | Cable | 1 Pair x 0.75 sq mm, twisted pair, FR Type, with Al. mylar tape (White Positive, Blue Negative), GI armored cable | CAB | C | 500 | PO | 000 | 02 |  |  | Mtr
CABC509PO00002 | Cable | 2 Pair x 0.75 sq mm, twisted pair, FR Type, with Al. mylar tape (White Positive, Blue Negative), GI armored cable | CAB | C | 509 | PO | 000 | 02 |  |  | Mtr
CABC505PO00002 | Cable | 6 Pair x 0.75 sq mm, twisted pair, FR Type, with Al. mylar tape (White Positive, Blue Negative), GI armored cable | CAB | C | 505 | PO | 000 | 02 |  |  | Mtr
CABC325NA00003 | Cable | 3.5 C X 16 Sq mm Power armoured cable | CAB | C | 325 | NA | 000 | 03 |  |  | Mtr
PRGA100AM00001 | Pressure Guage |  | PRG | A | 100 | AM | 000 | 01 |  |  | Nos
PRGA025AM00001 | Pressure Guage | PRESSURE GAUGE 4" 0-25 BAR | PRG | A | 025 | AM | 000 | 01 |  |  | Nos
PRGA070AM00001 | Pressure Guage |  | PRG | A | 070 | AM | 000 | 01 |  |  | Nos
PRGA016HG00001 | Pressure Guage |  | PRG | A | 016 | HG | 000 | 01 |  |  | Nos
PRGA016AM00000 | Pressure Guage |  | PRG | A | 016 | AM | 000 | 00 |  |  | Nos
PRGC016CI00001 | Pressure Guage |  | PRG | C | 016 | CI | 000 | 01 |  |  | Nos
EFMR004SB00103 | EFM |  | EFM | R | 004 | SB | 001 | 03 |  |  | Nos
EFMR005SB00103 | EFM |  | EFM | R | 005 | SB | 001 | 03 |  |  | Nos
EFMR008PL00004 | EFM |  | EFM | R | 008 | PL | 000 | 04 |  |  | Nos
EFMR009PL00004 | EFM |  | EFM | R | 009 | PL | 000 | 04 |  |  | Nos
EFMR006PL00004 | EFM |  | EFM | R | 006 | PL | 000 | 04 |  |  | Nos
EFMR007PL00004 | EFM |  | EFM | R | 007 | PL | 000 | 04 |  |  | Nos
EFMI006PL00004 | EFM |  | EFM | I | 006 | PL | 000 | 04 |  |  | Nos
EFMI007PL00004 | EFM |  | EFM | I | 007 | PL | 000 | 04 |  |  | Nos
EFMB001EL00000 | EFM | 50 MM FLOW METER | EFM | B | 001 | EL | 000 | 00 |  |  | Nos
EFMB002EL00000 | EFM | 65 MM FLOW METER | EFM | B | 002 | EL | 000 | 00 |  |  | Nos
EFMB003EL00000 | EFM | 80 MM FLOW METER | EFM | B | 003 | EL | 000 | 00 |  |  | Nos
EFMB004EL00000 | EFM | 100 MM FLOW METER | EFM | B | 004 | EL | 000 | 00 |  |  | Nos
EFMB005EL00000 | EFM | 125 MM FLOW METER | EFM | B | 005 | EL | 000 | 00 |  |  | Nos
EFMB006EL00000 | EFM | 150 MM FLOW METER | EFM | B | 006 | EL | 000 | 00 |  |  | Nos
EFMB007EL00000 | EFM | 200 MM FLOW METER | EFM | B | 007 | EL | 000 | 00 |  |  | Nos
EFMB008EL00000 | EFM | 250 MM FLOW METER | EFM | B | 008 | EL | 000 | 00 |  |  | Nos
EFMB009EL00000 | EFM | 300 MM FLOW METER | EFM | B | 009 | EL | 000 | 00 |  |  | Nos
EFMB010EL00000 | EFM | 350 MM FLOW METER | EFM | B | 010 | EL | 000 | 00 |  |  | Nos
EFMR006SB00103 | EFM | 150 MM fLOW METER | EFM | R | 006 | SB | 001 | 03 |  |  | Nos
EFMR007SB00103 | EFM | 200 MM FLOW METER | EFM | R | 007 | SB | 001 | 03 |  |  | Nos
EFMR001SB00103 | EFM | 50 MM REMOTE TYPE DISPLAY SBEM MAKE FM | EFM | R | 001 | SB | 001 | 03 |  |  | Nos
EFMR002SB00103 | EFM | 65 MM REMOTE TYPE DISPLAY SBEM MAKE FM | EFM | R | 002 | SB | 001 | 03 |  |  | Nos
EFMR003SB00103 | EFM | 80 MM REMOTE TYPE DISPLAY SBEM MAKE FM | EFM | R | 003 | SB | 001 | 03 |  |  | Nos
EFMF004FT00000 | EFM | 100 MM FULL BORE FLOWTECH FLOW METER | EFM | F | 004 | FT | 000 | 00 |  |  | Nos
EFMF004MI00302 | EFM | 100 MM FULL BORE MICROSENSOR FLOW METER | EFM | F | 004 | MI | 003 | 02 |  |  | Nos
EFMF006FT00403 | EFM | 150 MM FULL BORE FLOWTECH FLOW METER | EFM | F | 006 | FT | 004 | 03 |  |  | Nos
EFMR008SB00103 | EFM | 250 MM FULL BORE SBEM FLOW METER | EFM | R | 008 | SB | 001 | 03 |  |  | Nos
EFMF011FT00003 | EFM | 40 MM FULL BORE FLOWTECH FLWO METER 20 MTR CABLE | EFM | F | 011 | FT | 000 | 03 |  |  | Nos
EFMG001SB00100 | EFM | POWER CARD ASSEMBLY | EFM | G | 001 | SB | 001 | 00 |  |  | Nos
EFMG002SB00100 | EFM | 24 VDC PCB CARD | EFM | G | 002 | SB | 001 | 00 |  |  | Nos
EFMG003SB00100 | EFM | CPU PCB | EFM | G | 003 | SB | 001 | 00 |  |  | Nos
EFMG004SB00100 | EFM | 2 LINE DISPLAY PCB | EFM | G | 004 | SB | 001 | 00 |  |  | Nos
EFMG005SB00100 | EFM | 485 CARD PCB | EFM | G | 005 | SB | 001 | 00 |  |  | Nos
EFMD000NA00000 | EFM | Digital Flow Meter | EFM | D | 000 | NA | 000 | 00 |  |  | Nos
EFMF003FT00403 | EFM | 80 MM fLOW METER | EFM | F | 003 | FT | 004 | 03 |  |  | Nos
EFMF004FT00000 | EFM | 100 MM FULL BORE FLOWTECH FLOW METER | EFM | F | 004 | FT | 000 | 00 |  |  | Nos
EFMF003FT00000 | EFM | 80 MM FULL BORE FLOWTECH FLOW METER | EFM | F | 003 | FT | 000 | 00 |  |  | Nos
EFMR009SB00103 | EFM | 300 MM FULL BORE SBEM FLOW METER | EFM | R | 009 | SB | 001 | 03 |  |  | Nos
EFMR003MI00300 | EFM | 80 MM FULL BORE FLOW METER | EFM | R | 003 | MI | 003 | 00 |  |  | Nos
EFMR004MI00300 | EFM | 100 MM FULL BORE FLOW METER | EFM | R | 004 | MI | 003 | 00 |  |  | Nos
EFMR005MI00300 | EFM | 125 MM FULL BORE FLOW METER | EFM | R | 005 | MI | 003 | 00 |  |  | Nos
EFMR006MI00300 | EFM | 150 MM FULL BORE FLOW METER | EFM | R | 006 | MI | 003 | 00 |  |  | Nos
EFMR007MI00300 | EFM | 200 MM FULL BORE FLOW METER | EFM | R | 007 | MI | 003 | 00 |  |  | Nos
EFMR008MI00300 | EFM | 250 MM FULL BORE FLOW METER | EFM | R | 008 | MI | 003 | 00 |  |  | Nos
EFMR009MI00300 | EFM | 300 MM FULL BORE FLOW METER | EFM | R | 009 | MI | 003 | 00 |  |  | Nos
EFMR010MI00300 | EFM | 350 MM FULL BORE FLOW METER | EFM | R | 010 | MI | 003 | 00 |  |  | Nos
EFMB001MI00000 | EFM | 50 MM FLOW METER BATTERY OPERATED | EFM | B | 001 | MI | 000 | 00 |  |  | Nos
EFMB002MI00000 | EFM | 65 MM FLOW METER BATTERY OPERATED | EFM | B | 002 | MI | 000 | 00 |  |  | Nos
EFMB003MI00000 | EFM | 80 MM FLOW METER BATTERY OPERATED | EFM | B | 003 | MI | 000 | 00 |  |  | Nos
EFMB004MI00000 | EFM | 100 MM FLOW METER BATTERY OPERATED | EFM | B | 004 | MI | 000 | 00 |  |  | Nos
EFMB005MI00000 | EFM | 125 MM FLOW METER BATTERY OPERATED | EFM | B | 005 | MI | 000 | 00 |  |  | Nos
EFMB006MI00000 | EFM | 150 MM FLOW METER BATTERY OPERATED | EFM | B | 006 | MI | 000 | 00 |  |  | Nos
EFMB007MI00000 | EFM | 200 MM FLOW METER BATTERY OPERATED | EFM | B | 007 | MI | 000 | 00 |  |  | Nos
EFMB008MI00000 | EFM | 250 MM FLOW METER BATTERY OPERATED | EFM | B | 008 | MI | 000 | 00 |  |  | Nos
EFMB009MI00000 | EFM | 300 MM FLOW METER BATTERY OPERATED | EFM | B | 009 | MI | 000 | 00 |  |  | Nos
EFMB010MI00000 | EFM | 350 MM FLOW METER BATTERY OPERATED | EFM | B | 010 | MI | 000 | 00 |  |  | Nos
EFMR000SB00500 | EFM | Remote Display | EFM | R | 000 | SB | 005 | 00 |  |  | Nos
EFME001NA00000 | EFM | 50 MM FLOW METER | EFM | E | 001 | NA | 000 | 00 |  |  | Nos
EFME002NA00000 | EFM | 65 MM FLOW METER | EFM | E | 002 | NA | 000 | 00 |  |  | Nos
EFME003NA00000 | EFM | 80 MM FLOW METER | EFM | E | 003 | NA | 000 | 00 |  |  | Nos
EFME004NA00000 | EFM | 100 MM FLOW METER | EFM | E | 004 | NA | 000 | 00 |  |  | Nos
EFME005NA00000 | EFM | 125 MM FLOW METER | EFM | E | 005 | NA | 000 | 00 |  |  | Nos
EFME006NA00000 | EFM | 150 MM FLOW METER | EFM | E | 006 | NA | 000 | 00 |  |  | Nos
EFME007NA00000 | EFM | 200 MM FLOW METER | EFM | E | 007 | NA | 000 | 00 |  |  | Nos
EFME008NA00000 | EFM | 250 MM FLOW METER | EFM | E | 008 | NA | 000 | 00 |  |  | Nos
EFME009NA00000 | EFM | 300 MM FLOW METER | EFM | E | 009 | NA | 000 | 00 |  |  | Nos
EFME010NA00000 | EFM | 350 MM FLOW METER | EFM | E | 010 | NA | 000 | 00 |  |  | Nos
EFME011NA00000 | EFM | 400 MM FLOW METER | EFM | E | 011 | NA | 000 | 00 |  |  | Nos
EFMF000NA00000 | EFM | Flow Meter Dispaly | EFM | F | 000 | NA | 000 | 00 |  |  | Nos
EFMR003XT00300 | EFM | 80 MM FLOW METER - XYT | EFM | R | 003 | XT | 003 | 00 |  |  | Nos
EFMR004XT00300 | EFM | 100 MM FLOW METER - XYT | EFM | R | 004 | XT | 003 | 00 |  |  | Nos
EFMR005XT00300 | EFM | 125 MM FLOW METER - XYT | EFM | R | 005 | XT | 003 | 00 |  |  | Nos
EFMR006XT00300 | EFM | 150 MM FLOW METER - XYT | EFM | R | 006 | XT | 003 | 00 |  |  | Nos
EFMR007XT00300 | EFM | 200 MM FLOW METER - XYT | EFM | R | 007 | XT | 003 | 00 |  |  | Nos
EFMR008XT00300 | EFM | 250 MM FLOW METER - XYT | EFM | R | 008 | XT | 003 | 00 |  |  | Nos
EFMB006MI00300 | EFM | Battery Operted Flow meter 150DN | EFM | B | 006 | MI | 003 | 00 |  |  | Nos
LVLB004PT00101 | Level Transmitter |  | LVL | B | 004 | PT | 001 | 01 |  |  | Nos
LVLE050MI00203 | Level Transmitter |  | LVL | E | 050 | MI | 002 | 03 |  |  | Nos
LVLE050MI00303 | Level Transmitter |  | LVL | E | 050 | MI | 003 | 03 |  |  | Nos
LVLE050MI00403 | Level Transmitter |  | LVL | E | 050 | MI | 004 | 03 |  |  | Nos
LVLA004DS00005 | Level Transmitter |  | LVL | A | 004 | DS | 000 | 05 |  |  | Nos
LVLB004PT00101 | Level Transmitter |  | LVL | B | 004 | PT | 001 | 01 |  |  | Nos
LVLB004MI00000 | Level Transmitter |  | LVL | B | 004 | MI | 000 | 00 |  |  | Nos
LVLF003EL00600 | Level Transmitter | BATTERY OPERATED 0 TO 8 MTR LEVEL SENSOR | LVL | F | 003 | EL | 006 | 00 |  |  | Nos
LVLA002DS00005 | Level Transmitter |  | LVL | A | 002 | DS | 000 | 05 |  |  | Nos
LVLA003DS00005 | Level Transmitter |  | LVL | A | 003 | DS | 000 | 05 |  |  | Nos
LVLE050MI00703 | Level Transmitter | HYDROSTATIC PRESSURE TRANSMITTER 0 TO 50 MTR | LVL | E | 050 | MI | 007 | 03 |  |  | Nos
LVLC001BE00801 | Level Transmitter | RADAT LEVEL TRANSMITTER 0 TO 15 MTR | LVL | C | 001 | BE | 008 | 01 |  |  | Nos
LVLB004EL00901 | Level Transmitter | ULTRASONIC LEVEL TRANSMITTER 0 TO 10 MTR 2 WIRE 4 TO 20 mA | LVL | B | 004 | EL | 009 | 01 |  |  | Nos
LVLC002SB01001 | Level Transmitter | RADAR LEVEL TRANSMITTER 0 TO 35 MTR | LVL | C | 002 | SB | 010 | 01 |  |  | Nos
LVLE120MI00003 | Level Transmitter | HYDROSTATIC PRESSURE TRANSMITTER 0 TO 120 MTR | LVL | E | 120 | MI | 000 | 03 |  |  | Nos
LVLB002ST00001 | Level Transmitter |  | LVL | B | 002 | ST | 000 | 01 |  |  | Nos
LVLB002ST00001 | Level Transmitter | ULTRASONIC LEVEL TRANSMITTER 0 TO 6 MTR 2 WIRE 4 TO 20 mA | LVL | B | 002 | ST | 000 | 01 |  |  | Nos
LVLB003NA00001 | Level Transmitter |  | LVL | B | 003 | NA | 000 | 01 |  |  | Nos
LVLB002BE00901 | Level Transmitter | ULTRASONIC LEVEL TRANSMITTER 0 TO 6 MTR 2 WIRE 4 TO 20 mA | LVL | B | 002 | BE | 009 | 01 |  |  | Nos
LVLB003NA00001 | Level Transmitter | ULTRASONIC LEVEL TRANSMITTER 0 TO 8 MTR 2 WIRE 4 TO 20 mA | LVL | B | 003 | NA | 000 | 01 |  |  | Nos
LVLB006NA00001 | Level Transmitter | ULTRASONIC LEVEL TRANSMITTER 0 TO 20 MTR 2 WIRE 4 TO 20 mA | LVL | B | 006 | NA | 000 | 01 |  |  | Nos
LVLE100MI00001 | Level Transmitter | HYDROSTATIC PRESSURE TRANSMITTER 0 TO 100 MTR | LVL | E | 100 | MI | 000 | 01 |  |  | Nos
LVLA000NA00000 | Level Transmitter | FLOAT TYPE LEVEL SWITCH | LVL | A | 000 | NA | 000 | 00 |  |  | Nos
LVLG000NA00000 | Level Transmitter | LOSS OF HEAD | LVL | G | 000 | NA | 000 | 00 |  |  | Nos
LVLH000NA00000 | Level Transmitter | RATE OF FLOW | LVL | H | 000 | NA | 000 | 00 |  |  | Nos
LVLB003NA00000 | Level Transmitter | Ultrasonic Level Transmitter 0-8 M (as prefered) | LVL | B | 003 | NA | 000 | 00 |  |  | Nos
LVLC001NA00000 | Level Transmitter | Raddartype Level Transmitter 0-5 M | LVL | C | 001 | NA | 000 | 00 |  |  | Nos
LVLB003CI00001 | Level Transmitter | ULTRASONIC LEVEL TRANSMITTER 0 TO 8 MTR 2 WIRE 4 TO 20 mA | LVL | B | 003 | CI | 000 | 01 |  |  | Nos
LVLC003CI00000 | Level Transmitter | Radar LEVEL TRANSMITTER 0 TO 4 Mtr - CIMCON make | LVL | C | 003 | CI | 000 | 00 |  |  | Nos
WQACLT000BC001 | Water Quality |  | WQA | C | LT0 | 00 | BC0 | 01 |  |  | Nos
WQACDO000TO000 | Water Quality |  | WQA | C | DO0 | 00 | TO0 | 00 |  |  | Nos
WQACDO001ED002 | Water Quality | CHLORINE DOSER EDOSE MAKE NEO 6 LPH | WQA | C | DO0 | 01 | ED0 | 02 |  |  | Nos
WQACLT001NN003 | Water Quality | CHLORINE SENSOR & TRANSMITTER 0 TO 20 mg/l | WQA | C | LT0 | 01 | NN0 | 03 |  |  | Nos
WQATUT001NN004 | Water Quality | TURBIDITY SENSOR & TRANSMITTER 0 TO 400 NTU | WQA | T | UT0 | 01 | NN0 | 04 |  |  | Nos
WQATUT001SH004 | Water Quality | TURBIDITY SENSOR & TRANSMITTER 0 TO 400 NTU | WQA | T | UT0 | 01 | SH0 | 04 |  |  | Nos
WQACLT001SH003 | Water Quality | CHLORINE SENSOR & TRANSMITTER 0 TO 20 mg/l | WQA | C | LT0 | 01 | SH0 | 03 |  |  | Nos
WQAPHS000NN005 | Water Quality | pH SENSOR & TRANSMITTER | WQA | P | HS0 | 00 | NN0 | 05 |  |  | Nos
WQACTA001NN000 | Water Quality | CHLORINE SENSOR & TRANSMITTER 0 TO 20 mg/l,TURBIDITY SENSOR & TRANSMITTER 0 TO 400 NTU | WQA | C | TA0 | 01 | NN0 | 00 |  |  | Nos
WQAFLC000NA000 | Water Quality | TURBIDITY SENSOR FLOW CELL | WQA | F | LC0 | 00 | NA0 | 00 |  |  | Nos
WQACTK000NA000 | Water Quality | COMBINE CODE FOR CHLORINE DOSER +TANK | WQA | C | TK0 | 00 | NA0 | 00 |  |  | Nos
WQACNT000NN000 | Water Quality | Conductivity Sensor & Transmitter | WQA | C | NT0 | 00 | NN0 | 00 |  |  | Nos
WQACDO001NA000 | Water Quality |  | WQA | C | DO0 | 01 | NA0 | 00 |  |  | Nos
WQACTM001ED000 | Water Quality | COMBINE CODE FOR CHLORINE DOSER +TANK+ CABLE+ PANEL | WQA | C | TM0 | 01 | ED0 | 00 |  |  | Nos
WQACTN000NA000 | Water Quality | COMBINE CODE FOR CHLORINE DOSER +TANK FOR PNC | WQA | C | TN0 | 00 | NA0 | 00 |  |  | Nos
WQACDO001VT000 | Water Quality | CHLORINE DOSER VERITO MAKE NEO 6 LPH | WQA | C | DO0 | 01 | VT0 | 00 |  |  | Nos
WQACLS001NA000 | Water Quality | CHLORINE SENSOR 0 TO 20 mg/l | WQA | C | LS0 | 01 | NA0 | 00 |  |  | Nos
WQACDO000TO000 | Water Quality |  | WQA | C | DO0 | 00 | TO0 | 00 |  |  | Nos
WQACDO001ED101 | Water Quality | CHLORINE DOSER EDOSE MAKE NEO 6 LPH With FULL SET OF MOUTING ARRANGMENT | WQA | C | DO0 | 01 | ED1 | 01 |  |  | Nos
WQAO001NN00501 | Water Quality | pH sensor with in built transmitter and Flow Cell with 4-20 mA output and RS-485 Output with IP68 Rating, PPS/ABS/PVC Body | WQA | O | 001 | NN | 005 | 01 |  |  | Nos
WQAB002NA00400 | Water Quality | TURBIDITY SENSOR & TRANSMITTER 0 TO 4000 NTU | WQA | B | 002 | NA | 004 | 00 |  |  | Nos
WQAMPT000NA000 | Water Quality | Mutliparameter Transmitter + PH + TDS + TU + DO | WQA | M | PT0 | 00 | NA0 | 00 |  |  | Nos
WQAMPT001NA000 | Water Quality | Mutliparameter Transmitter + PH + TDS + TU + DO + RCA | WQA | M | PT0 | 01 | NA0 | 00 |  |  | Nos
WQAMPT002NA000 | Water Quality | Mutliparameter Transmitter + PH + TDS + TU + RCA | WQA | M | PT0 | 02 | NA0 | 00 |  |  | Nos
WQAMPT003NA000 | Water Quality | Mutliparameter Transmitter + PH + TDS + TU + ORP | WQA | M | PT0 | 03 | NA0 | 00 |  |  | Nos
WQAMPT004NA000 | Water Quality | Mutliparameter Transmitter + PH + TDS + TU + ORP + DO | WQA | M | PT0 | 04 | NA0 | 00 |  |  | Nos
WQAMPT005NA000 | Water Quality | Mutliparameter Transmitter + PH + TDS + TU + ORP + DO + RCA | WQA | M | PT0 | 05 | NA0 | 00 |  |  | Nos
WQAF001NN00000 | Water Quality | TURBIDITY SENSOR 0 TO 400 NTU | WQA | F | 001 | NN | 000 | 00 |  |  | Nos
WQAG001NN00000 | Water Quality | Digital pH SENSOR with with flow cell and accesories 0-14 pH | WQA | G | 001 | NN | 000 | 00 |  |  | Nos
WQAS001NN00000 | Water Quality | Digital ORP SENSOR with with flow cell and accesories Range: -2000mv ~ +2000mV | WQA | S | 001 | NN | 000 | 00 |  |  | Nos
WQAT001NN00000 | Water Quality | Digital Dissolved Oxygen (DO )SENSOR with with flow cell and accesories Range: 0-20mg / L | WQA | T | 001 | NN | 000 | 00 |  |  | Nos
ELAK001ST00000 | Accessories |  | ELA | K | 001 | ST | 000 | 00 |  |  | Nos
ELAK002ST00000 | Accessories |  | ELA | K | 002 | ST | 000 | 00 |  |  | Nos
ELAL001ST00000 | Accessories |  | ELA | L | 001 | ST | 000 | 00 |  |  | Nos
ELAL002ST00000 | Accessories |  | ELA | L | 002 | ST | 000 | 00 |  |  | Nos
ELAI002ST00000 | Accessories |  | ELA | I | 002 | ST | 000 | 00 |  |  | Nos
ELAJ001ST00000 | Accessories |  | ELA | J | 001 | ST | 000 | 00 |  |  | Nos
ELAM103PR00001 | Accessories |  | ELA | M | 103 | PR | 000 | 01 |  |  | Nos
ELAM106PR00001 | Accessories |  | ELA | M | 106 | PR | 000 | 01 |  |  | Nos
ELAN003PR00001 | Accessories |  | ELA | N | 003 | PR | 000 | 01 |  |  | Nos
ELAN006PR00001 | Accessories |  | ELA | N | 006 | PR | 000 | 01 |  |  | Nos
ELAE006PR00001 | Accessories |  | ELA | E | 006 | PR | 000 | 01 |  |  | Nos
ELAP001DT00100 | Accessories |  | ELA | P | 001 | DT | 001 | 00 |  |  | Nos
ELAB017VS00000 | Accessories | 4.0 SQ.MM RING TYPE INSU --LUGS | ELA | B | 017 | VS | 000 | 00 |  |  | Nos
ELAB019VS00000 | Accessories | 25 SQ MM RING TYPE M-6 MM HOLE | ELA | B | 019 | VS | 000 | 00 |  |  | Nos
ELAB020VS00000 | Accessories | 35 SQ MM RING TYPE M-6 MM HOLE | ELA | B | 020 | VS | 000 | 00 |  |  | Nos
ELAB021VS00000 | Accessories | 50 SQ MM RING TYPE M-10 MM HOLE | ELA | B | 021 | VS | 000 | 00 |  |  | Nos
ELAB022VS00000 | Accessories | 2.5 SQ MM COPPER FURK TYPE INSU-LUGS | ELA | B | 022 | VS | 000 | 00 |  |  | Nos
ELAD005VS00000 | Accessories | PG 13.5 PVC CABLE GLAND | ELA | D | 005 | VS | 000 | 00 |  |  | Nos
ELAC002VS00000 | Accessories | 2.5 GREY TERMINAL | ELA | C | 002 | VS | 000 | 00 |  |  | Nos
ELAC003VS00000 | Accessories | 2.5 END PLATE | ELA | C | 003 | VS | 000 | 00 |  |  | Nos
ELAF001VS00200 | Accessories | DIN RAIL MCB CHANNEL TRINITTY TOUCH MAKE | ELA | F | 001 | VS | 002 | 00 |  |  | Mtr
ELAB023VS00000 | Accessories | 0.5 SQ MM END SLEEVE LUGS | ELA | B | 023 | VS | 000 | 00 |  |  | Nos
ELAG001VS00000 | Accessories | SPIRAL 3X8 (9 MM) BLACK | ELA | G | 001 | VS | 000 | 00 |  |  | Mtr
ELAT001VS00000 | Accessories | CREDAL 19X19 MM | ELA | T | 001 | VS | 000 | 00 |  |  | Nos
ELAU101TR00000 | Earthing | EARTHING ELECTRODE WITH BFC BAG 17.2 | ELA | U | 101 | TR | 000 | 00 |  |  | Nos
ELAU201TR00000 | Earthing | EARTHING PIT COVER SMALL POLYPLAST | ELA | U | 201 | TR | 000 | 00 |  |  | Nos
ELAA075KS00005 | Accessories | 75 MM CABLE TIE KSS WHITE | ELA | A | 075 | KS | 000 | 05 |  |  | Nos
ELAV001NO00306 | Accessories | SOLAR LED STEET LIGHT 18W SEMI INTEGRATED | ELA | V | 001 | NO | 003 | 06 |  |  | Nos
ELAD006AE00000 | Accessories | PG 7 PVC CABLE GLAND | ELA | D | 006 | AE | 000 | 00 |  |  | Nos
ELAD007AE00000 | Accessories | PG 9 PVC CABLE GLAND | ELA | D | 007 | AE | 000 | 00 |  |  | Nos
ELAB024VS00000 | Accessories | 2.5 SQ MM END SLEEVE INSU LUGS | ELA | B | 024 | VS | 000 | 00 |  |  | Nos
ELAB025VS00000 | Accessories | 1.0 SQ MM END SLEEVE INSU LUGS | ELA | B | 025 | VS | 000 | 00 |  |  | Nos
ELAB026VS00000 | Accessories | 10 SQ MM END SLEEVE INSU LUGS | ELA | B | 026 | VS | 000 | 00 |  |  | Nos
ELAB027VS00000 | Accessories | 16 SQ MM END SLEEVE INSU LUGS | ELA | B | 027 | VS | 000 | 00 |  |  | Nos
ELAA200VS00000 | Accessories | 200 MM 3.6 MM CABLE TIE | ELA | A | 200 | VS | 000 | 00 |  |  | Nos
ELAB028VS00000 | Accessories | 70 SQ MM RING TYPE M-10 MM HOLE | ELA | B | 028 | VS | 000 | 00 |  |  | Nos
ELAD008VS00000 | Accessories | PG-16 PVC | ELA | D | 008 | VS | 000 | 00 |  |  | Nos
ELAD009VS00000 | Accessories | PG-19 PVC | ELA | D | 009 | VS | 000 | 00 |  |  | Nos
ELAD010VS00000 | Accessories | PG-21 PVC | ELA | D | 010 | VS | 000 | 00 |  |  | Nos
ELAD011VS00000 | Accessories | PG-36 PVC | ELA | D | 011 | VS | 000 | 00 |  |  | Nos
ELAD012VS00000 | Accessories | PG-25 PVC | ELA | D | 012 | VS | 000 | 00 |  |  | Nos
ELAD013VS00000 | Accessories | PG-29 PVC | ELA | D | 013 | VS | 000 | 00 |  |  | Nos
ELAD014VS00000 | Accessories | 25 MM S.C METAL | ELA | D | 014 | VS | 000 | 00 |  |  | Nos
ELAD015VS00000 | Accessories | 32 MM S.C METAL | ELA | D | 015 | VS | 000 | 00 |  |  | Nos
ELAD016VS00000 | Accessories | 35 MM S.C METAL | ELA | D | 016 | VS | 000 | 00 |  |  | Nos
ELAD017VS00000 | Accessories | 38 MM S.C METAL | ELA | D | 017 | VS | 000 | 00 |  |  | Nos
ELAH001VS00000 | Accessories | INSULATION TAPE BLACK | ELA | H | 001 | VS | 000 | 00 |  |  | Nos
ELAB029VS00000 | Accessories | 16 SQ MM RING TYPE M-8 MM HOLE LUGS | ELA | B | 029 | VS | 000 | 00 |  |  | Nos
ELAU102VS00000 | LA | LIGHTNING ARRESTER KALRE ALR-04 WITH 5 MTR POLE | ELA | U | 102 | VS | 000 | 00 |  |  | Nos
ELAU103VS00000 | LA | LIGHTNING ARRESTER COUNTER | ELA | U | 103 | VS | 000 | 00 |  |  | Nos
ELAU104VS00000 | JB | JUNCTION BOX FOR LIGHTING ARRESTOR | ELA | U | 104 | VS | 000 | 00 |  |  | Nos
ELAU105VS00000 | Earthing | EARTHING RODE PRIME SERIES 80/3 GI | ELA | U | 105 | VS | 000 | 00 |  |  | Nos
ELAU106VS00000 | Earthing | BFC CHEMICAL BAG PRIME 25 KG | ELA | U | 106 | VS | 000 | 00 |  |  | Nos
ELAU107VS00000 | Earthing | EARTHING RODE PRIME SERIES 80/2 GI | ELA | U | 107 | VS | 000 | 00 |  |  | Nos
ELAU108VS00000 | Earthing | FRP EARTH PIT COVER SMALL | ELA | U | 108 | VS | 000 | 00 |  |  | Nos
ELAM108VS00400 | Accessories | polymide conduit pipe PG-11 | ELA | M | 108 | VS | 004 | 00 |  |  | Mtr
ELAM109VS00500 | Accessories | polymide conduit pipe PG-21 | ELA | M | 109 | VS | 005 | 00 |  |  | Mtr
ELAW001JK00000 | Accessories | LIMIT SWITCH ROLLER TYPE | ELA | W | 001 | JK | 000 | 00 |  |  | Nos
ELAM006PC00002 | Accessories | 50 MM Grey PVC Pipe | ELA | M | 006 | PC | 000 | 02 |  |  | Mtr
ELAM110PR00000 | Accessories | 20 mm PVC BLACK medium grade | ELA | M | 110 | PR | 000 | 00 |  |  | Mtr
ELAM111PR00000 | Accessories | 50 mm PVC BLACK medium grade | ELA | M | 111 | PR | 000 | 00 |  |  | Mtr
ELAX001CB00000 | Accessories | Encoder Coupler Accessories | ELA | X | 001 | CB | 000 | 00 |  |  | Nos
ELAM103VS00000 | Accessories | 25 MM CONDUIT PVC FLEXIBLE MEDIUM GRADE | ELA | M | 103 | VS | 000 | 00 |  |  | Mtr
ELAK003LB00000 | Accessories | WEDGE TYPE ANCHOR FASTNER 8 X 75 MM | ELA | K | 003 | LB | 000 | 00 |  |  | Nos
ELAK004LB00000 | Accessories | ANCHOR FASTNER PIN TYPE 12 X 75 MM | ELA | K | 004 | LB | 000 | 00 |  |  | Nos
ELAM002PR00001 | Accessories | 20 MM MMS PVC LACK | ELA | M | 002 | PR | 000 | 01 |  |  | Mtr
ELAM006PR00001 | Accessories | 50 MM MMS PVC LACK | ELA | M | 006 | PR | 000 | 01 |  |  | Mtr
ELAO007ST00000 | Accessories | 50 MM PVC BAND | ELA | O | 007 | ST | 000 | 00 |  |  | Nos
ELAU109TR00000 | Earthing | EARTHING STRIP GI 25X3 MM | ELA | U | 109 | TR | 000 | 00 |  |  | Mtr
ELAU110TR00000 | Earthing | EARTHING ELECTRODE WITH BFC BAG 17.2 PIT COVER SMALL POLYPLAST | ELA | U | 110 | TR | 000 | 00 |  |  | Nos
ELAK003NA00000 | Accessories | WEDGE TYPE ANCHOR FASTNER 8 X 75 MM | ELA | K | 003 | NA | 000 | 00 |  |  | Nos
ELAK004NA00000 | Accessories | ANCHOR FASTNER PIN TYPE 12 X 75 MM | ELA | K | 004 | NA | 000 | 00 |  |  | Nos
ELAK005ST00000 | Accessories | ANCHOR FASTNER PIN TYPE 12 X 100 MM | ELA | K | 005 | ST | 000 | 00 |  |  | Nos
ELAL005ST00000 | Accessories | 40 MM SADDLE | ELA | L | 005 | ST | 000 | 00 |  |  | Nos
ELAN007NA00000 | Accessories | 50 MM CONDUIT PVC FLEXIBLE MEDIUM GRADE | ELA | N | 007 | NA | 000 | 00 |  |  | Mtr
ELAO002NA00000 | Accessories | 20 mm PVC BLACK medium grade BAND | ELA | O | 002 | NA | 000 | 00 |  |  | Nos
ELAU000TR00000 | Accessories | Combine code Eathing System | ELA | U | 000 | TR | 000 | 00 |  |  | Nos
ELAP002NA00000 | Accessories | 50 x 50 x 1.6 mm cable Tray Hot Dip GI Perforated | ELA | P | 002 | NA | 000 | 00 |  |  | Mtr
ELAP003NA00000 | Accessories | 100 x50 x 1.6 mm Cable Tray Hot DIP GI Perforated | ELA | P | 003 | NA | 000 | 00 |  |  | Mtr
ELAV002NA00000 | Solar | 9 W SOLAR LED WITH SOLAR PANEL AND BATTERY | ELA | V | 002 | NA | 000 | 00 |  |  | Nos
ELAU109NA00000 | Earthing | EARTHING STRIP GI 25X3 MM | ELA | U | 109 | NA | 000 | 00 |  |  | Mtr
ELAU110NA00000 | Earthing |  | ELA | U | 110 | NA | 000 | 00 |  |  | Nos
ELAU101NA00000 | Earthing | EARTHING ELECTRODE WITH BFC BAG 17.2 | ELA | U | 101 | NA | 000 | 00 |  |  | Nos
ELAM002NA00000 | Accessories | 20 mm PVC BLACK medium grade | ELA | M | 002 | NA | 000 | 00 |  |  | Mtr
ELAB032ST00000 | Accessories | 25 SQMM COPPER RING TYPE LUGES | ELA | B | 032 | ST | 000 | 00 |  |  | Nos
ELAZ101NA00000 | Accessories | 4x4 Inch PVC Juncation Box With Additional Screw Terminal Strip | ELA | Z | 101 | NA | 000 | 00 |  |  | Nos
ELAZ102NA00000 | Accessories | 6x4 Inch PVC Juncation Box With Additional Screw Terminal Strip | ELA | Z | 102 | NA | 000 | 00 |  |  | Nos
ELAU000NA00000 | Accessories | Combine code Eathing System | ELA | U | 000 | NA | 000 | 00 |  |  | Nos
ELAJ001CT00000 | Accessories | Single compression Gland (Size L-16mm) Metal, Make Comet | ELA | J | 001 | CT | 000 | 00 |  |  | Nos
ELAD003CT00000 | Accessories | Single compression Gland (Size L-19mm) Metal, Make Comet | ELA | D | 003 | CT | 000 | 00 |  |  | Nos
ELAU112NA00000 | Accessories | Copper Lightening Arrester (25 MM Dia 1 Mtr length Solid Rod with 5 Spike and bowl) | ELA | U | 112 | NA | 000 | 00 |  |  | Nos
ELAR001ST00002 | Accessories | 1/2" Flexible PVC conduit | ELA | R | 001 | ST | 000 | 02 |  |  | Mtr
ELAO008NA00000 | Accessories | 25 mm PVC BLACK medium grade BAND | ELA | O | 008 | NA | 000 | 00 |  |  | Nos
ELAU201NA00000 | Accessories | Combine Code of 25 MM Dia Lightning Arrester + GI Strip for PNC | ELA | U | 201 | NA | 000 | 00 |  |  | Nos
ELAD009ST00002 | Accessories | PG 19 PVC cable gland | ELA | D | 009 | ST | 000 | 02 |  |  | Nos
ELAD012ST00002 | Accessories | PG 25 PVC cable gland | ELA | D | 012 | ST | 000 | 02 |  |  | Nos
ELAB027NA00000 | Accessories | 16 Sq.mm copper Pin type Lug | ELA | B | 027 | NA | 000 | 00 |  |  | Nos
ELAM103NA00000 | Accessories | 25 mm MMS PVC Conduit Pipe | ELA | M | 103 | NA | 000 | 00 |  |  | Mtr
ELAO003NA00000 | Accessories | 25 MM MMS T BAND-BLACk | ELA | O | 003 | NA | 000 | 00 |  |  | Nos
ELAO006NA00000 | Accessories | 50 MM MMS T Band -Black | ELA | O | 006 | NA | 000 | 00 |  |  | Nos
ELAD013NA00000 | Accessories | PG 29 PVC Gland | ELA | D | 013 | NA | 000 | 00 |  |  | Nos
ELAB052ST00007 | Accessories | 70 Sq. mm Aluminium Ring type lugs | ELA | B | 052 | ST | 000 | 07 |  |  | Nos
ELAB059ST00007 | Accessories | 185 Sq. mm Aluminium Ring type lugs | ELA | B | 059 | ST | 000 | 07 |  |  | Nos
ELAB060ST00007 | Accessories | 240 Sq. mm Aluminium Ring type lugs | ELA | B | 060 | ST | 000 | 07 |  |  | Nos
ELAD019ST00000 | Accessories | Metal Cable Gland Single comp. 3C*16 Sq.mm Aluminium Armour cable | ELA | D | 019 | ST | 000 | 00 |  |  | Nos
ELAD020ST00000 | Accessories | Metal Cable Gland Single comp. 3C*70 Sq.mm Aluminium Armour cable | ELA | D | 020 | ST | 000 | 00 |  |  | Nos
ELAD021ST00000 | Accessories | Metal Cable Gland Single comp. 3C*185 Sq.mm Aluminium Armour cable | ELA | D | 021 | ST | 000 | 00 |  |  | Nos
ELAD022ST00000 | Accessories | Metal Cable Gland Single comp. 3C*240 Sq.mm Aluminium Armour cable | ELA | D | 022 | ST | 000 | 00 |  |  | Nos
ELAB001ST00000 | Accessories | Indoor type, Heat shrinkable cable termination Kit for HT 11 KV ,armour aluminium cable 3C*70Sq. mm | ELA | B | 001 | ST | 000 | 00 |  |  | Nos
ELAD023ST00000 | Accessories | Metal Cable Gland Double comp. 3C*70 Sq.mm Aluminium Armour cable | ELA | D | 023 | ST | 000 | 00 |  |  | Nos
ELAD024ST00000 | Accessories | Metal Cable Gland Double comp. 3C*185 Sq.mm Aluminium Armour cable | ELA | D | 024 | ST | 000 | 00 |  |  | Nos
ELAD025ST00000 | Accessories | Metal Cable Gland Double comp. 3C*240 Sq.mm Aluminium Armour cable | ELA | D | 025 | ST | 000 | 00 |  |  | Nos
ELAZ105NA00000 | Accessories | 280x190x170 - grey JBMake: Trinity Touch For ULT and RLT | ELA | Z | 105 | NA | 000 | 00 |  |  | Nos
ELAU203NA00000 | Earthing | Earthing GI Plate 600*600*3 mm | ELA | U | 203 | NA | 000 | 00 |  |  | Nos
ELAU108NA00000 | Earthing | Earthing Pit cover | ELA | U | 108 | NA | 000 | 00 |  |  | Nos
ELAU202NA00000 | Earthing | GI strip 25*5 mm | ELA | U | 202 | NA | 000 | 00 |  |  | Mtr
ELAU204NA00000 | Earthing | Charkol solid | ELA | U | 204 | NA | 000 | 00 |  |  | Kg
ELAU000NA00000 | Earthing | Rock Salt | ELA | U | 000 | NA | 000 | 00 |  |  | Kg
ELAU113KA00600 | Earthing | Early Streamer Emission (ESE) Lightning Rod - 87 meters radius | ELA | U | 113 | KA | 006 | 00 |  |  | Nos
ELAP007NA00000 | Accessories | Cable tray 75x50x1.6x mm perforated | ELA | P | 007 | NA | 000 | 00 |  |  | Mtr
ELAS002ST00000 | Accessories | 5A 3 PIN TOP (pack of 2) Three Pin Plug | ELA | S | 002 | ST | 000 | 00 |  |  | Nos
ELAK001ST00000 | Accessories | ANCHOR FASTNER PIN TYPE 10 X 100 MM | ELA | K | 001 | ST | 000 | 00 |  |  | Nos
MODF002TE00204 | Accessories |  | MOD | F | 002 | TE | 002 | 04 |  |  | Nos
MODL003SW00001 | Accessories |  | MOD | L | 003 | SW | 000 | 01 |  |  | Nos
MODF002TE00204 | Accessories |  | MOD | F | 002 | TE | 002 | 04 |  |  | Nos
MODF001WI00304 | Accessories |  | MOD | F | 001 | WI | 003 | 04 |  |  | Nos
MODM003DY00000 | Accessories | RS485 TO RS 232 Converter, Dynalog MAKE RS232 TO RS 485 | MOD | M | 003 | DY | 000 | 00 |  |  | Nos
MODL000SB00400 | Accessories | 153 MAins Operated Gateway , LORA Gateway, MAke SBEM | MOD | L | 000 | SB | 004 | 00 |  |  | Nos
MODN000NA00000 | Accessories | Data logger, pulse input , Inbuilt batetry backup with GSm/GPRS | MOD | N | 000 | NA | 000 | 00 |  |  | Nos
MODM008SC00500 | Accessories | USB to RS485 Converter (RJ 45 to USB A), TCSMCNAM3M002P, USB to RS485 converter | MOD | M | 008 | SC | 005 | 00 |  |  | Nos
PPAA002PH00100 | Panel Parts |  | PPA | A | 002 | PH | 001 | 00 |  |  | Nos
PPAA001PH00200 | Panel Parts |  | PPA | A | 001 | PH | 002 | 00 |  |  | Nos
PPAD003AP00000 | Panel Parts |  | PPA | D | 003 | AP | 000 | 00 |  |  | Nos
PPAH009VA00000 | Panel Parts |  | PPA | H | 009 | VA | 000 | 00 |  |  | Nos
PPAI010RI00400 | Panel Parts |  | PPA | I | 010 | RI | 004 | 00 |  |  | Nos
PPG301SL00300 | Panel Parts |  | PPG | 3 | 01S | L0 | 030 | 0 |  |  | Nos
PPAJ011EX00500 | Panel Parts |  | PPA | J | 011 | EX | 005 | 00 |  |  | Nos
PPAJ012EX00600 | Panel Parts |  | PPA | J | 012 | EX | 006 | 00 |  |  | Nos
PPAK014PA00000 | Panel Parts |  | PPA | K | 014 | PA | 000 | 00 |  |  | Nos
PPAG301SE00700 | Panel Parts |  | PPA | G | 301 | SE | 007 | 00 |  |  | Nos
PPAO007CG01000 | Panel Parts | VFD CG MAKE 20/25 HP | PPA | O | 007 | CG | 010 | 00 |  |  | Nos
PPAO008CG01100 | Panel Parts | VFD CG MAKE 30/35 HP | PPA | O | 008 | CG | 011 | 00 |  |  | Nos
PPAO009CI01300 | Panel Parts | SOLAR VFD CIMCON MAKE 3 HP | PPA | O | 009 | CI | 013 | 00 |  |  | Nos
PPAO010CI01400 | Panel Parts | SOLAR VFD CIMCON MAKE 5 HP | PPA | O | 010 | CI | 014 | 00 |  |  | Nos
PPAL003SC01500 | Panel Parts | ACTI 9 C60 06A /2P/ 10000 A | PPA | L | 003 | SC | 015 | 00 |  |  | Nos
PPAL004SC01500 | Panel Parts | ACTI 9 C60 10A /2P/ 10000 A | PPA | L | 004 | SC | 015 | 00 |  |  | Nos
PPAL005SC01500 | Panel Parts | ACTI 9 C60 16A /2P/ 10000 A | PPA | L | 005 | SC | 015 | 00 |  |  | Nos
PPAL006SC01500 | Panel Parts | ACTI 9 C60 20A /2P/ 10000 A | PPA | L | 006 | SC | 015 | 00 |  |  | Nos
PPAL007SC01500 | Panel Parts | ACTI 9 C60 63A /3P/ 10000 A | PPA | L | 007 | SC | 015 | 00 |  |  | Nos
PPAO001CG01600 | Panel Parts | VFD CG MAKE 3 HP | PPA | O | 001 | CG | 016 | 00 |  |  | Nos
PPAO002CG01700 | Panel Parts | VFD CG MAKE 5 HP | PPA | O | 002 | CG | 017 | 00 |  |  | Nos
PPAB001MW01800 | Panel Parts | MEANWELL SMPS LRS 200-24 VDC | PPA | B | 001 | MW | 018 | 00 |  |  | Nos
PPAL008WO01900 | Panel Parts | 63 A 2 POLE DC MCB-6 KA 800 VDC | PPA | L | 008 | WO | 019 | 00 |  |  | Nos
PPAL009CH02000 | Panel Parts | 63 A 4 POLE DC MCB - 6 KA 1000 VDC | PPA | L | 009 | CH | 020 | 00 |  |  | Nos
PPAS001ST00000 | Panel Parts | RTD SENSOR PT 100 FOR PANEL TEMP | PPA | S | 001 | ST | 000 | 00 |  |  | Nos
PPAL010CH02000 | Panel Parts | 63A 1 POLE DC 6kA 1000V DC MCB IEC standard:60947-2 | PPA | L | 010 | CH | 020 | 00 |  |  | Nos
PPAL011LT00000 | Panel Parts | 32 AMP 4 POLE RCBO 30 mA | PPA | L | 011 | LT | 000 | 00 |  |  | Nos
PPAO009NA00000 | Panel Parts | SOLAR VFD 3 HP | PPA | O | 009 | NA | 000 | 00 |  |  | Nos
PPAO011NA00000 | Panel Parts | VFD 7.5 HP SOLAR | PPA | O | 011 | NA | 000 | 00 |  |  | Nos
PPAO012NA00000 | Panel Parts | VFD 10 HP SOLAR | PPA | O | 012 | NA | 000 | 00 |  |  | Nos
PPAO013NA00000 | Panel Parts | VFD 12.5 HP SOLAR | PPA | O | 013 | NA | 000 | 00 |  |  | Nos
PPAO014NA00000 | Panel Parts | VFD 15 HP SOLAR | PPA | O | 014 | NA | 000 | 00 |  |  | Nos
PPAO015NA00000 | Panel Parts | VFD 17.5 HP SOLAR | PPA | O | 015 | NA | 000 | 00 |  |  | Nos
PPAO016NA00000 | Panel Parts | VFD 20 HP SOLAR | PPA | O | 016 | NA | 000 | 00 |  |  | Nos
PPAO017NA00000 | Panel Parts | VFD 25 HP SOLAR | PPA | O | 017 | NA | 000 | 00 |  |  | Nos
PPAO018NA00000 | Panel Parts | VFD 30 HP SOLAR | PPA | O | 018 | NA | 000 | 00 |  |  | Nos
PPAO019DE02600 | Panel Parts | VFD 2 HP SOLAR DELIXI MAKE | PPA | O | 019 | DE | 026 | 00 |  |  | Nos
PPAO009DE02700 | Panel Parts | VFD 3 HP SOLAR DELIXI MAKE | PPA | O | 009 | DE | 027 | 00 |  |  | Nos
PPAO012DE02800 | Panel Parts | VFD 10 HP SOLAR DELIXI MAKE | PPA | O | 012 | DE | 028 | 00 |  |  | Nos
PPAO014DE02900 | Panel Parts | VFD 15 HP SOLAR DELIXI MAKE | PPA | O | 014 | DE | 029 | 00 |  |  | Nos
PPAO020DE03000 | Panel Parts | VFD 40 HP SOLAR DELIXI MAKE | PPA | O | 020 | DE | 030 | 00 |  |  | Nos
PPAL013SC00000 | Panel Parts | 16 AMP MCB-3 POLE | PPA | L | 013 | SC | 000 | 00 |  |  | Nos
PPAL014SC00000 | Panel Parts | 10 AMP MCB - 2 POLE | PPA | L | 014 | SC | 000 | 00 |  |  | Nos
PPAU001AB00000 | Panel Parts | ABB AX80-30-11-3P 220VAC Contactor | PPA | U | 001 | AB | 000 | 00 |  |  | Nos
PPAU002AB00000 | Panel Parts | ABB AX50-30-11-3P 220VAC Contactor | PPA | U | 002 | AB | 000 | 00 |  |  | Nos
PPAV001NA00000 | Panel Parts | 4 - 20 mA input and 485 Output | PPA | V | 001 | NA | 000 | 00 |  |  | Nos
PPAU003SC00000 | Panel Parts | AC-3 - <= 440 V 25A - 220 V AC coil | PPA | U | 003 | SC | 000 | 00 |  |  | Nos
PPAE010SC00000 | Panel Parts | EasyPact TVS differential thermal overload relay 12...18 A - class 10A | PPA | E | 010 | SC | 000 | 00 |  |  | Nos
PPAE011NA00000 | Panel Parts | single phase protection Relay | PPA | E | 011 | NA | 000 | 00 |  |  | Nos
PPAU001LT00000 | Panel Parts | L&T GIC 12SDT0 Micon 175 Star Delta Timers 240VAC | PPA | U | 001 | LT | 000 | 00 |  |  | Nos
PPAE005ST00000 | Panel Parts | 2 CO 240 V AC Relay | PPA | E | 005 | ST | 000 | 00 |  |  | Nos
ELAQ001ST0000 | Panel Parts | Push button with 1 NO/NC Contact | ELA | Q | 001 | ST | 000 | 0 |  |  | Nos
PPAX001SA00000 | Panel Parts | 2 Pole 2 Way Selector Swith with OFF | PPA | X | 001 | SA | 000 | 00 |  |  | Nos
PPAX002SA00000 | Panel Parts | 2 Pole 3 Way Selector Swith W/O OFF | PPA | X | 002 | SA | 000 | 00 |  |  | Nos
PPAO010DE02700 | Panel Parts | VFD 5 HP SOLAR DELIXI MAKE | PPA | O | 010 | DE | 027 | 00 |  |  | Nos
PPAO018DE02800 | Panel Parts | VFD 30 HP SOLAR DELIXI MAKE | PPA | O | 018 | DE | 028 | 00 |  |  | Nos
PPAO028NA00000 | Panel Parts | Soft strater 30HP | PPA | O | 028 | NA | 000 | 00 |  |  | Nos
PPAO029NA00000 | Panel Parts | Soft strater 50HP | PPA | O | 029 | NA | 000 | 00 |  |  | Nos
PPAT002NA00000 | Panel Parts | RED LAMP | PPA | T | 002 | NA | 000 | 00 |  |  | Nos
PPAT003NA00000 | Panel Parts | BLUE LAMP | PPA | T | 003 | NA | 000 | 00 |  |  | Nos
PPAT004NA00000 | Panel Parts | YELLOW LAMP | PPA | T | 004 | NA | 000 | 00 |  |  | Nos
PPAV002NA00000 | Panel Parts | RTD and 4 - 20 mA input and 485 Output | PPA | V | 002 | NA | 000 | 00 |  |  | Nos
PPAE012NA00000 | Panel Parts | 110 VDC 8 Pin Flat type relay reputed make | PPA | E | 012 | NA | 000 | 00 |  |  | Nos
PPAU001AB00000 | Panel Parts | ABB AX80-30-11-3P 220VAC Contactor | PPA | U | 001 | AB | 000 | 00 |  |  | Nos
PPAU001LT32000 | Panel Parts | MNX50 Contactor | PPA | U | 001 | LT | 320 | 00 |  |  | Nos
PPAM001SC00000 | Panel Parts | Add on Schneider Make | PPA | M | 001 | SC | 000 | 00 |  |  | Nos
PPAAC001MI00000 | Panel Parts |  | PPA | A | C00 | 1M | I00 | 00 |  |  | Nos
PPAE011SL00000 | Panel Parts | SPP -Releay - Selec | PPA | E | 011 | SL | 000 | 00 |  |  | Nos
PPAB001MW03100 | Panel Parts | MEANWELL SMPS LRS 50-24 VDC | PPA | B | 001 | MW | 031 | 00 |  |  | Nos
PPAO011NA04000 | Panel Parts | Soft starter 7.5 HP | PPA | O | 011 | NA | 040 | 00 |  |  | Nos
PPAO012NA04000 | Panel Parts | Soft starter 10 HP | PPA | O | 012 | NA | 040 | 00 |  |  | Nos
PPAO013NA04000 | Panel Parts | Soft starter 12.5 HP | PPA | O | 013 | NA | 040 | 00 |  |  | Nos
PPAO014NA04000 | Panel Parts | Soft starter 15 HP | PPA | O | 014 | NA | 040 | 00 |  |  | Nos
PPAO015NA04000 | Panel Parts | Soft starter 17.5 HP | PPA | O | 015 | NA | 040 | 00 |  |  | Nos
PPAO016NA04000 | Panel Parts | Soft starter 20 HP | PPA | O | 016 | NA | 040 | 00 |  |  | Nos
PPAO017NA04000 | Panel Parts | Soft starter 25 HP | PPA | O | 017 | NA | 040 | 00 |  |  | Nos
PPAO018NA04000 | Panel Parts | Soft starter 30 HP | PPA | O | 018 | NA | 040 | 00 |  |  | Nos
PPAO019NA04000 | Panel Parts | Soft starter 40 HP | PPA | O | 019 | NA | 040 | 00 |  |  | Nos
PPAO020NA04000 | Panel Parts | Soft starter 50 HP | PPA | O | 020 | NA | 040 | 00 |  |  | Nos
PPAO021NA04000 | Panel Parts | Soft starter 60 HP | PPA | O | 021 | NA | 040 | 00 |  |  | Nos
PPAB007NA00000 | Panel Parts | LRS 75-24 VDC SMPS | PPA | B | 007 | NA | 000 | 00 |  |  | Nos
PPAAF001NA00000 | Panel Parts | Capacitor contactor 10 KVAR | PPA | A | F00 | 1N | A00 | 00 |  |  | Nos
PPAB009NA00000 | Panel Parts | LRS 50-12 VDC SMPS | PPA | B | 009 | NA | 000 | 00 |  |  | Nos
PPAT005NA00000 | Panel Parts | R Y B indication Lamp | PPA | T | 005 | NA | 000 | 00 |  |  | Nos
PPAJ011NA00500 | Panel Parts | 12VDC with 26 Ah SMF battery | PPA | J | 011 | NA | 005 | 00 |  |  | Nos
PPAAL000NA0000 | Panel Parts | Panel Stand H 300*W 500*D 200 | PPA | A | L00 | 0N | A00 | 00 |  |  | Nos
PPAO016LT00000 | Panel Parts | Soft starter 20 HP | PPA | O | 016 | LT | 000 | 00 |  |  | Nos
PPAU018NA00000 | Panel Parts | 10 Amp 2NO + 2NC Auxiliary Control Contactor | PPA | U | 018 | NA | 000 | 00 |  |  | Nos
PPAY009NA00000 | Panel Parts | 50 Amp 36 kA MCCB TM Release | PPA | Y | 009 | NA | 000 | 00 |  |  | Nos
PPAT005NA00000 | Panel Parts | R Y B inidcation Lamp | PPA | T | 005 | NA | 000 | 00 |  |  | Nos
PPAL016NA00000 | Panel Parts | 6 Amp SP MCB | PPA | L | 016 | NA | 000 | 00 |  |  | Nos
PPAL014NA00000 | Panel Parts | 10 Amp DP MCB | PPA | L | 014 | NA | 000 | 00 |  |  | Nos
PPAT101NA00000 | Panel Parts | Panel Tube Light,230VAC , 5W,21mA,50hz | PPA | T | 101 | NA | 000 | 00 |  |  | Nos
PPAO027CC03900 | Panel Parts | 75 HP cimcon make VFD starter (Model CDI-G075T4) | PPA | O | 027 | CC | 039 | 00 |  |  | Nos
PPAZ004NA00000 | Panel Parts | 60/5 3 VA Current Transformer | PPA | Z | 004 | NA | 000 | 00 |  |  | Nos
PPAX004NA00000 | Panel Parts | 100 AMP CHNAGE OVER SWITCH | PPA | X | 004 | NA | 000 | 00 |  |  | Nos
PPAL004SC00000 | Panel Parts | 10 Amp ,2-Pole MCB(Make-Schenider) | PPA | L | 004 | SC | 000 | 00 |  |  | Nos
PPAL003SC00000 | Panel Parts | 6 Amp ,2-Pole MCB(Make-Schenider) | PPA | L | 003 | SC | 000 | 00 |  |  | Nos
PPAL005SC00000 | Panel Parts | 16 Amp ,2-Pole MCB(Make-Schenider) | PPA | L | 005 | SC | 000 | 00 |  |  | Nos
PPAL006SC00000 | Panel Parts | 20 Amp ,2-Pole MCB(Make-Schenider) | PPA | L | 006 | SC | 000 | 00 |  |  | Nos
PPAL009SC00000 | Panel Parts | 40 Amp ,3-Pole MCB(Make-Schenider) | PPA | L | 009 | SC | 000 | 00 |  |  | Nos
PPAL007SC00000 | Panel Parts | 63 Amp ,3-Pole MCB(Make-Schenider) | PPA | L | 007 | SC | 000 | 00 |  |  | Nos
PPAL018SC00000 | Panel Parts | 40 Amp ,3-Pole MCCB(Make-Schenider) | PPA | L | 018 | SC | 000 | 00 |  |  | Nos
PPAL019NA00000 | Panel Parts | MCCB-CVS-250B | PPA | L | 019 | NA | 000 | 00 |  |  | Nos
PPAAL000061910 | Panel Parts | PANEL MOUNTING CLAMP POLE MOUNTING TYPE FOR PROJECT 6191 SINGLE PHASE PANEL AS PER DRAWING | PPA | A | L00 | 00 | 619 | 10 |  |  | Nos
PPAT005NA00000 | Panel Parts | 5 Watt Panel Tubelight | PPA | T | 005 | NA | 000 | 00 |  |  | Nos
PPAE501NA00000 | Panel Parts | Panel Door Limit Switch | PPA | E | 501 | NA | 000 | 00 |  |  | Nos
PPAO030DE00000 | Panel Parts | VFD 7.5 HP - 415 VAC | PPA | O | 030 | DE | 000 | 00 |  |  | Nos
PPAO017CI00000 | Panel Parts | VFD 25 HP rating (Delixi) | PPA | O | 017 | CI | 000 | 00 |  |  | Nos
ITAC100DL00100 | IT |  | ITA | C | 100 | DL | 001 | 00 |  |  | Nos
ITAC101PL00200 | IT |  | ITA | C | 101 | PL | 002 | 00 |  |  | Nos
ITAA100PL00300 | IT |  | ITA | A | 100 | PL | 003 | 00 |  |  | Nos
ITAB002DL00400 | IT |  | ITA | B | 002 | DL | 004 | 00 |  |  | Nos
ITAA011DL00500 | IT |  | ITA | A | 011 | DL | 005 | 00 |  |  | Nos
ITAA021DL00600 | IT |  | ITA | A | 021 | DL | 006 | 00 |  |  | Nos
ITAA031DL00700 | IT |  | ITA | A | 031 | DL | 007 | 00 |  |  | Nos
ITAD041RI00000 | IT |  | ITA | D | 041 | RI | 000 | 00 |  |  | Nos
ITAE001ST00000 | IT |  | ITA | E | 001 | ST | 000 | 00 |  |  | Nos
ITAD002HP00800 | IT |  | ITA | D | 002 | HP | 008 | 00 |  |  | Nos
ITAD003LN01100 | IT | lENOVO DESKTOP I3 12TH GEN 4GB RAM, 1TB HDD,KBD,MOUSE | ITA | D | 003 | LN | 011 | 00 |  |  | Nos
ITAP001HP01200 | IT | HP DJ 2332 PRINTER | ITA | P | 001 | HP | 012 | 00 |  |  | Nos
ITAB102DL01300 | IT |  | ITA | B | 102 | DL | 013 | 00 |  |  | Nos
ITAD004LN01700 | IT | LENOVO DESKTOP I7 8GB/1 TB | ITA | D | 004 | LN | 017 | 00 |  |  | Nos
ITAP002BR02100 | IT | BROTHER PRINTER CARTRIDGE TN263 | ITA | P | 002 | BR | 021 | 00 |  |  | Nos
ITAP003BR02200 | IT | BROTHER PRINTER DCP-B7535 DW | ITA | P | 003 | BR | 022 | 00 |  |  | Nos
ITAZ001HI00000 | IT | IP DOM CAMERA 2 MP 4 MM | ITA | Z | 001 | HI | 000 | 00 |  |  | Nos
ITAZ002HI00000 | IT | IP BULLET CAMERA 2 MP 4 MM | ITA | Z | 002 | HI | 000 | 00 |  |  | Nos
ITAZ101HI00000 | IT | 4 CH NVR - | ITA | Z | 101 | HI | 000 | 00 |  |  | Nos
ITAZ201ST00000 | IT | I TB HARD DISK WD PURPLE | ITA | Z | 201 | ST | 000 | 00 |  |  | Nos
ITAZ301ST00000 | IT | POE SWITCH - 4 PORT WEB SMART | ITA | Z | 301 | ST | 000 | 00 |  |  | Nos
ITAB003DL00000 | IT | D-LINK CAT 6 305 MTR CABLE | ITA | B | 003 | DL | 000 | 00 |  |  | Nos
ITAB004DL00000 | IT | RJ 45 CONNECTOR | ITA | B | 004 | DL | 000 | 00 |  |  | Nos
ITAZ004ST00000 | IT | OUTDOOR JUNCTION BOX | ITA | Z | 004 | ST | 000 | 00 |  |  | Nos
ITAY003ST00000 | IT | LED 32 " MONITOR | ITA | Y | 003 | ST | 000 | 00 |  |  | Nos
ITAZ202ST00000 | IT | 2 TB HARD DISK WD PURPLE | ITA | Z | 202 | ST | 000 | 00 |  |  | Nos
ITAZ302ST00000 | IT | POE SWITCH - 8 PORT WEB SMART | ITA | Z | 302 | ST | 000 | 00 |  |  | Nos
ITAY004CP00000 | IT | LED 19" MONITOR | ITA | Y | 004 | CP | 000 | 00 |  |  | Nos
ITAZ401ST00000 | IT | RACK 4U-TOPRACKS | ITA | Z | 401 | ST | 000 | 00 |  |  | Nos
ITAZ102HI00000 | IT | 8 CH NVR - | ITA | Z | 102 | HI | 000 | 00 |  |  | Nos
ITAD007HP02300 | IT | HP2367IL i3/4GB/1TB/20"/WIN11 | ITA | D | 007 | HP | 023 | 00 |  |  | Nos
ITAX001DG00000 | IT | SSD-256 GB -DGNET | ITA | X | 001 | DG | 000 | 00 |  |  | Nos
ITAP004HP02300 | IT |  | ITA | P | 004 | HP | 023 | 00 |  |  | Nos
ITAY004AO00000 | IT |  | ITA | Y | 004 | AO | 000 | 00 |  |  | Nos
ITAD002HP00800 | IT |  | ITA | D | 002 | HP | 008 | 00 |  |  | Nos
ITAZ403ST00000 | IT | RACK 12U-NVR | ITA | Z | 403 | ST | 000 | 00 |  |  | Nos
ITAZ304ST00000 | IT | POE SWITCH - 24 PORT WEB SMART | ITA | Z | 304 | ST | 000 | 00 |  |  | Nos
ITAZ402ST00000 | IT | RACK 6U-NVR | ITA | Z | 402 | ST | 000 | 00 |  |  | Nos
ITAV001ST00000 | IT | KEY BOARD MOUSE COMBO | ITA | V | 001 | ST | 000 | 00 |  |  | Nos
ITAF001DE03000 | IT | DELL LATITUDE 3520 LAPTOP | ITA | F | 001 | DE | 030 | 00 |  |  | Nos
ITAR002SO03100 | IT | FIREWALL ROUTER XG87 | ITA | R | 002 | SO | 031 | 00 |  |  | Nos
ITAR003SO03100 | IT | FIREWALL ROUTER XG87 WITH STREAM PORTECTION -12 MOS | ITA | R | 003 | SO | 031 | 00 |  |  | Nos
ITAR004SO03100 | IT | FIREWALL ROUTER XG107 | ITA | R | 004 | SO | 031 | 00 |  |  | Nos
ITAR005SO03100 | IT | FIREWALL ROUTER XG107 WITH STREAM PORTECTION -12 MOS | ITA | R | 005 | SO | 031 | 00 |  |  | Nos
ITAX002SA00000 | IT | MICRO SD CARD 32 GB | ITA | X | 002 | SA | 000 | 00 |  |  | Nos
ITAP007BR03300 | IT | BROTHER LASERJET ALL IN ONE PRINTER DCP-L3551 CDW | ITA | P | 007 | BR | 033 | 00 |  |  | Nos
ITAZ103HI03400 | IT | 32 CH NVR | ITA | Z | 103 | HI | 034 | 00 |  |  | Nos
ITAD010HP03500 | IT | HP 280 G6 DESKTOP | ITA | D | 010 | HP | 035 | 00 |  |  | Nos
ITAY001HP00000 | IT | HP 21.5 " LED MONITOR | ITA | Y | 001 | HP | 000 | 00 |  |  | Nos
ITAY007DE03600 | IT | DELL 24 " LED MONITOR | ITA | Y | 007 | DE | 036 | 00 |  |  | Nos
ITAY008SM03700 | IT | SAMSUNG 110" - 55" X4 NOS VIDEO WALL | ITA | Y | 008 | SM | 037 | 00 |  |  | Nos
ITAY001SM00000 | IT | SAMSUNG 22" X4 NOS VIDEO WALL | ITA | Y | 001 | SM | 000 | 00 |  |  | Nos
ITAR006DL03800 | IT | D LINK 4G ROUTER | ITA | R | 006 | DL | 038 | 00 |  |  | Nos
ITAR007SB03900 | IT | ROUTER - MEDIA PLAYER FOR SAMSUNG VIDEO WALL | ITA | R | 007 | SB | 039 | 00 |  |  | Nos
ITAD011DE04000 | IT | DELL PRECISION 3650 DESKTOP | ITA | D | 011 | DE | 040 | 00 |  |  | Nos
ITAH001DE04100 | IT | DELL POWEREDGE R240 INTEL XENON E224 | ITA | H | 001 | DE | 041 | 00 |  |  | Nos
ITAX003ST00000 | IT | 8 GB DDR4 SERVER RAM | ITA | X | 003 | ST | 000 | 00 |  |  | Nos
ITAP008HP04200 | IT | HP OFFICE JET 7740 PRO ALLIN ONE | ITA | P | 008 | HP | 042 | 00 |  |  | Nos
ITAZ501HI04300 | IT | PTZ CAMEA | ITA | Z | 501 | HI | 043 | 00 |  |  | Nos
ITAP009HP04400 | IT | HP LASERJET 1018 PRINTER | ITA | P | 009 | HP | 044 | 00 |  |  | Nos
ITAD012HP04500 | IT | Core i7 10th gen Desktop/Laptop with 8 GB RAM and 1TB SSD with latest configurations | ITA | D | 012 | HP | 045 | 00 |  |  | Nos
ITAB105DL00000 | IT | SURGE PROTECTOR FOR ETHERNET | ITA | B | 105 | DL | 000 | 00 |  |  | Nos
ITAY009SM00000 | IT | SAMSUNG 65 " LED MONITOR | ITA | Y | 009 | SM | 000 | 00 |  |  | Nos
ITAD043ST00000 | IT | External POE Switch Enclosure | ITA | D | 043 | ST | 000 | 00 |  |  | Nos
ITAH002DE04600 | IT | DELL POWEREDGE R250 INTEL XENON E224 | ITA | H | 002 | DE | 046 | 00 |  |  | Nos
ITAY006XI00000 | IT | xiaomi 43 " LED MONITOR | ITA | Y | 006 | XI | 000 | 00 |  |  | Nos
ITAZ502HI00000 | IT | PTZ CAMEA BRACKET FOR POLE TYPE INSTALLATION | ITA | Z | 502 | HI | 000 | 00 |  |  | Nos
ITAZ005ST00000 | IT | IP BULLET CAMERA COVER | ITA | Z | 005 | ST | 000 | 00 |  |  | Nos
ITAA041DL00000 | IT | OUTDOOR JOINTER FOR FIBER OPTIC CABLE | ITA | A | 041 | DL | 000 | 00 |  |  | Nos
ITAZ601ST00000 | IT | NVR HARD DISK 1 TB | ITA | Z | 601 | ST | 000 | 00 |  |  | Nos
ITAV010ST00000 | IT | GRAPHIC CARD | ITA | V | 010 | ST | 000 | 00 |  |  | Nos
ITAV011ST00000 | IT | MINI DISPLAY CONVERT | ITA | V | 011 | ST | 000 | 00 |  |  | Nos
ITAB106DL00000 | IT | D LINK 4 PORT LAN SWITCH | ITA | B | 106 | DL | 000 | 00 |  |  | Nos
ITAV012ST00000 | IT | HDMI CABLE 10 MTR | ITA | V | 012 | ST | 000 | 00 |  |  | Nos
ITAP010HP00000 | IT | HP B & W PRINTER | ITA | P | 010 | HP | 000 | 00 |  |  | Nos
ITAZ303NA00000 | IT | POE SWITCH - 16 PORT WEB SMART | ITA | Z | 303 | NA | 000 | 00 |  |  | Nos
ITAZ503NA00000 | IT | 2 MP Camera | ITA | Z | 503 | NA | 000 | 00 |  |  | Nos
ITAZ504NA00000 | IT | DVR | ITA | Z | 504 | NA | 000 | 00 |  |  | Nos
ITAZ701NA00000 | IT | 4 Ch 5 V DC power supply | ITA | Z | 701 | NA | 000 | 00 |  |  | Nos
ITAZ702NA00001 | IT | Camera Box 4x4 | ITA | Z | 702 | NA | 000 | 01 |  |  | Nos
ITAZ703NA00002 | IT | Video Ballon Pin | ITA | Z | 703 | NA | 000 | 02 |  |  | Nos
ITAZ704NA00003 | IT | BNC Pin | ITA | Z | 704 | NA | 000 | 03 |  |  | Nos
ITAZ705NA00004 | IT | DC PIN | ITA | Z | 705 | NA | 000 | 04 |  |  | Nos
ITAP011HP00000 | IT | HP Office Jet Pro 7740 | ITA | P | 011 | HP | 000 | 00 |  |  | Nos
ITAL016NA00000 | IT | Industrial touch panel (IPC) screen size : 15 "touch screen with 1.6 GHZ CPU, 2 GB DDR3 RAM, 500 GB , 9~36 VDC with adaptor, windows 10 OS, and WiFi and Lan port | ITA | L | 016 | NA | 000 | 00 |  |  | Nos
ITAP012NA00000 | IT | A4 Size Printer Laser | ITA | P | 012 | NA | 000 | 00 |  |  | Nos
ITAF002NA00000 | IT | 15" display laptop, CPU I3 Processor with 8 GB RAM AND 1 TB HDD | ITA | F | 002 | NA | 000 | 00 |  |  | Nos
ITAH005NA00000 | IT | Tower Server with 8 GB RAM AND 1 TB HDD | ITA | H | 005 | NA | 000 | 00 |  |  | Nos
ITAH004NA00000 | IT | INTEL XEON Processor / Latest,DDR4 DIMMs at up to 2400 MT/s 12 DIMM: 128 GB, 4*1.2TB Raid , rack mounting | ITA | H | 004 | NA | 000 | 00 |  |  | Nos
ITAK005NA00000 | IT | Intel Core i7, latest Generation or Higher , RAM 16 GB or Higher, DDR4, Expandable upto 32 GB, | ITA | K | 005 | NA | 000 | 00 |  |  | Nos
ITAY001NA00000 | IT | LED, 21’’Non –Touch | ITA | Y | 001 | NA | 000 | 00 |  |  | Nos
ITAY006NA00000 | IT | 42" LED Monitor 3BM702 | ITA | Y | 006 | NA | 000 | 00 |  |  | Nos
ITAY008NA00000 | IT | 55” (Inches) LED Screen | ITA | Y | 008 | NA | 000 | 00 |  |  | Nos
ITAK015NA00000 | IT | CPU :- i3 Processor ,RAM :-4 GB or Higher, 512 GB SATA ,19 inch LED Monitor, Key board , Mouse etc. | ITA | K | 015 | NA | 000 | 00 |  |  | Nos
ITAY009NA00000 | IT | 65" Or Above 4K LFD Professional Display FOR 24X7 Run time including 350 Nit Brightness | ITA | Y | 009 | NA | 000 | 00 |  |  | Nos
ITAK013NA00000 | IT | PC hardware with OS Windows 10/12/16 or latest; 64 bit ; Intel Core i7 processor, 8GB RAM, 500GB SATA Hard Drive, 10/100 | ITA | K | 013 | NA | 000 | 00 |  |  | Nos
ITAP005NA00000 | IT | A3 color printer | ITA | P | 005 | NA | 000 | 00 |  |  | Nos
ITAP004NA00000 | IT | LaserJet Printer A4 Size Mono chrome | ITA | P | 004 | NA | 000 | 00 |  |  | Nos
ITAZ203NA00000 | IT | IP PTZ IR Outdoor/indoor Camera with 1/2.8" CMOS sensor, 5MP | ITA | Z | 203 | NA | 000 | 00 |  |  | Nos
ITAZ002NA00000 | IT | Outdoor/indoor IR IP Bullet Camera with 1/2.8" CMOS sensor, 5MP | ITA | Z | 002 | NA | 000 | 00 |  |  | Nos
ITAZ502NA00000 | IT | Integrated IP PTZ Keyboard; Joytick | ITA | Z | 502 | NA | 000 | 00 |  |  | Nos
ITAO006ST00000 | IT | "HPE DL380 Gen10 2U RACK 24u 600*1000 with accessories included 4 fan 1 5skt 5/15 amp pdu MCB 1 full tray 1 cable manager " | ITA | O | 006 | ST | 000 | 00 |  |  | Nos
ITAB104ST00000 | IT | 12 PORT LAN Switch (unmanageed) | ITA | B | 104 | ST | 000 | 00 |  |  | Nos
ITAB005ST00000 | IT | Cable tester (RJ 45 Connector ) | ITA | B | 005 | ST | 000 | 00 |  |  | Nos
ITAP101BR05000 | IT | Brother DCP-L3560CDW Printer | ITA | P | 101 | BR | 050 | 00 |  |  | Nos
ITA010XI00000 | IT | 75” LED screen | ITA | 0 | 10X | I0 | 000 | 0 |  |  | Nos
ITAK017NA00000 | IT | i3 8th generation processor(4GB/1TB/DVD writer,17" Monitor, mouse and key board, | ITA | K | 017 | NA | 000 | 00 |  |  | Nos
ITAH007DE00000 | IT | Dell-Poweredge-Xenon E5-2440 or higher - 1600MT/s RDIMMS or higher 8 GB RDIMM, RAID 5 software or hardware controller compatible 5-1TB 7.2 K RPM near line SAS 6 bps 2.5 in Hot plu hard drive or higher compatible with 23 " TFT monitor | ITA | H | 007 | DE | 000 | 00 |  |  | Nos
ITAF002ST00000 | IT | Laptop:(i5, 12th gen, 16GB RAM,512 SSD, 1TB HDD Display:15") | ITA | F | 002 | ST | 000 | 00 |  |  | Nos
ITAK018ST00000 | IT | i5, 13th Gen, 8GB RAM, 21" Display, mouse and key board | ITA | K | 018 | ST | 000 | 00 |  |  | Nos
ITAY006SM00000 | IT | 43" Inch samsung LED TV | ITA | Y | 006 | SM | 000 | 00 |  |  | Nos
ITAY011SM00000 | IT | 80" Inch samsung LED TV | ITA | Y | 011 | SM | 000 | 00 |  |  | Nos
ITAX004NA00000 | IT | HDD-1TB | ITA | X | 004 | NA | 000 | 00 |  |  | Nos
ITAX005NA00000 | IT | HDD-8TB | ITA | X | 005 | NA | 000 | 00 |  |  | Nos
ITAX005NA00002 | IT | HDD-8TB External | ITA | X | 005 | NA | 000 | 02 |  |  | Nos
SERA001GI52380 | Service |  | SER | A | 001 | GI | 523 | 80 |  |  | Job
SERB002NK61550 | Service |  | SER | B | 002 | NK | 615 | 50 |  |  | Job
SERB004NK61550 | Service |  | SER | B | 004 | NK | 615 | 50 |  |  | Job
SERB004VE40800 | Service |  | SER | B | 004 | VE | 408 | 00 |  |  | Job
SERA001DH41070 | Service | PROJECT 4107 FREIGHT CHARGE | SER | A | 001 | DH | 410 | 70 |  |  | Job
SERA001TR40970 | Service | PROJECT 4097 FREIGHT CHARGE | SER | A | 001 | TR | 409 | 70 |  |  | Job
SERF002TE40730 | Service | PROJECT 4073 LADDER REPAIRING | SER | F | 002 | TE | 407 | 30 |  |  | Job
SERF002NA40730 | Service | PROJECT 4073 TEMP SENSOR SOCKET MANUFACTURING | SER | F | 002 | NA | 407 | 30 |  |  | Job
SERB002VI40800 | Service | PROJECT 4080 INSTALLATION LABOIUR WORK | SER | B | 002 | VI | 408 | 00 |  |  | Job
SERE001PQ81040 | Service | PROJECT 8104 PNC PT CERIFICATION | SER | E | 001 | PQ | 810 | 40 |  |  | Job
SERE101PQ81040 | Service | PROJECT 8104 HYDRO STATIC LEVEL TRANSMITTER CERTIFICATION | SER | E | 101 | PQ | 810 | 40 |  |  | Job
SERE203PQ81040 | Service | PROJECT 8104 RADAR LEVER TRANSMITTER CERTIFICATION | SER | E | 203 | PQ | 810 | 40 |  |  | Job
SERF007VR81040 | Service | PROJECT 8104 -SAKAR 4 RO WATER SERVICE CHARGE | SER | F | 007 | VR | 810 | 40 |  |  | Job
SERF008KV40730 | Service | PROJECT 4073 PRINTER REPAIRING | SER | F | 008 | KV | 407 | 30 |  |  | Job
SERB000NE81040 | Service | PROJECT 8104 - PILIBHIT OFFICE CAMERA INSTALLATION | SER | B | 000 | NE | 810 | 40 |  |  | Job
SERE204TL81040 | Service | VERNIER CALIPER (0 TO 300 MM (0.02 MM)) | SER | E | 204 | TL | 810 | 40 |  |  | Job
SERE205TL81040 | Service | MEASURING STEEL TAPE (0 TO 10.000 MM) | SER | E | 205 | TL | 810 | 40 |  |  | Job
SERE206TL81040 | Service | DIGITAL mV/mA CALIBRATOR (LOOP cALIBRATOR) (0 TO 24V/0 TO 22 Ma DC) | SER | E | 206 | TL | 810 | 40 |  |  | Job
SERE207TL81040 | Service | PRESSURE TRANSMITTER (0TO53 BAR(0.001 BAR)), N1N10410134441 | SER | E | 207 | TL | 810 | 40 |  |  | Job
SERE208TL81040 | Service | PIPETTES GRADUATED (0 TO 10 ML/0.1 ML) ,PIPETTE_10 ML-02 | SER | E | 208 | TL | 810 | 40 |  |  | Job
SERE209TL81040 | Service | PIPETTES GRADUATED (0 TO 10 ML/0.1 ML) ,PIPETTE_10 ML-01 | SER | E | 209 | TL | 810 | 40 |  |  | Job
SERE210TL81040 | Service | CONICAL FLASK (1000 ml (200-1000 ml IN STEP 200 ml) FLASK_1000 ml | SER | E | 210 | TL | 810 | 40 |  |  | Job
SERE211TL81040 | Service | CONICAL FLASK (250 ml (100-250 ml IN STEP 50 ml) FLASK_250 ml | SER | E | 211 | TL | 810 | 40 |  |  | Job
SERE212TL81040 | Service | CONICAL FLASK (500 ml (200-500 ml IN STEP 100 ml) FLASK_500 ml | SER | E | 212 | TL | 810 | 40 |  |  | Job
SERE213TL81040 | Service | ULTRASONIC LEVEL TRANSMITTER(4-20 mA),PBD/E6170230 | SER | E | 213 | TL | 810 | 40 |  |  | Job
SERE214TL81040 | Service | MEASURING STEEL TAPE (0 TO 30.000 MM)MT-02 | SER | E | 214 | TL | 810 | 40 |  |  | Job
SERH001RI81040 | Service | HOTEL TARIFF | SER | H | 001 | RI | 810 | 40 |  |  | Job
SERA000NE81040 | Service |  | SER | A | 000 | NE | 810 | 40 |  |  | Job
SERA000TH81040 | Service | THEMIS FREIGHT CHARGES | SER | A | 000 | TH | 810 | 40 |  |  | Job
SERB002SM41180 | Service | INSTALLATION CHARGES FOR VIDEO WALL 4118 | SER | B | 002 | SM | 411 | 80 |  |  | Job
SERB002CI41300 | Service | INSTALLATION CHARGES FOR PROJECT 4130 | SER | B | 002 | CI | 413 | 00 |  |  | Job
SERB004EE41180 | Service | WEATHER STATION ACCESORRIES & INSTALLATION | SER | B | 004 | EE | 411 | 80 |  |  | Job
SERB003KR41200 | Service | ACTUATOR PACKING AND LABELING WORK | SER | B | 003 | KR | 412 | 00 |  |  | Job
SERB002TR81040 | Service | INSTALLATION OF EARTHING MATERIAL | SER | B | 002 | TR | 810 | 40 |  |  | Job
SERE215TL81040 | Service | Multimeter Calibration | SER | E | 215 | TL | 810 | 40 |  |  | Job
SERF009NA52510 | Service | RE POWDER COATING OF ENCLOSURE FOR LEVEL PANEL | SER | F | 009 | NA | 525 | 10 |  |  | Job
SERE201NA10000 | Service | ELECTROMAGENTIC FLOW METER CALIBRATION SERVICES FOR 100 MM DIA. FLOW METER | SER | E | 201 | NA | 100 | 00 |  |  | Job
SERT201NA10000 | Service | ELECTROMAGENTIC FLOW METER TEST SERVICES FOR 100 MM DIA. FLOW METER | SER | T | 201 | NA | 100 | 00 |  |  | Job
SERT216NA10001 | Service | Ph SENSOR TRANSMITTER IPTEST SERVICES IP68 | SER | T | 216 | NA | 100 | 01 |  |  | Job
SERB001CI00000 | Service | Vibration sensor installation and commissioning work | SER | B | 001 | CI | 000 | 00 |  |  | Job
ONGA101ZU00001 | Accessories | O&G Accessories | ONG | A | 101 | ZU | 000 | 01 |  |  | Nos
ONGA101MC00001 | Accessories | O&G Accessories | ONG | A | 101 | MC | 000 | 01 |  |  | Nos
MOVF004AN00000 | Valve Actuator |  | MOV | F | 004 | AN | 000 | 00 |  |  | Nos
MOVJ002MA00102 | Valve Actuator |  | MOV | J | 002 | MA | 001 | 02 |  |  | Nos
MOVJ002MA00502 | Valve Actuator | Multiturn actuator M120/020/C class 600 - 80 mm | MOV | J | 002 | MA | 005 | 02 |  |  | Nos
MOVJ010MA00502 | Valve Actuator | Multiturn actuator M120/020/C class 600 - 65 mm | MOV | J | 010 | MA | 005 | 02 |  |  | Nos
MOVC001MA00300 | Valve Actuator | Motorised Butterfly valve with Actuator 50 mm | MOV | C | 001 | MA | 003 | 00 |  |  | Nos
MOVC002MA00300 | Valve Actuator | Motorised Butterfly valve with Actuator 80 mm | MOV | C | 002 | MA | 003 | 00 |  |  | Nos
MOVC003MA00300 | Valve Actuator | Motorised Butterfly valve with Actuator 100 mm | MOV | C | 003 | MA | 003 | 00 |  |  | Nos
MOVC004MA00300 | Valve Actuator | Motorised Butterfly valve with Actuator 125 mm | MOV | C | 004 | MA | 003 | 00 |  |  | Nos
MOVC005MA00400 | Valve Actuator | Motorised Butterfly valve with Actuator 150 mm | MOV | C | 005 | MA | 004 | 00 |  |  | Nos
MOVC006MA00400 | Valve Actuator | Motorised Butterfly valve with Actuator 200 mm | MOV | C | 006 | MA | 004 | 00 |  |  | Nos
MOVC007MA00400 | Valve Actuator | Motorised Butterfly valve with Actuator 250 mm | MOV | C | 007 | MA | 004 | 00 |  |  | Nos
MOVK001MA00000 | Valve Actuator |  | MOV | K | 001 | MA | 000 | 00 |  |  | Nos
MOVK001MA00000 | Valve Actuator |  | MOV | K | 001 | MA | 000 | 00 |  |  | Nos
MOVK005MA00000 | Valve Actuator |  | MOV | K | 005 | MA | 000 | 00 |  |  | Nos
MOVB003MA00600 | Valve Actuator |  | MOV | B | 003 | MA | 006 | 00 |  |  | Nos
MOVJ003MA01400 | Valve Actuator | MOTORISED ACTUATOR WITHOUT VALVE 100 MM | MOV | J | 003 | MA | 014 | 00 |  |  | Nos
MOVJ005MA01400 | Valve Actuator | MOTORISED ACTUATOR WITHOUT VALVE 150 MM | MOV | J | 005 | MA | 014 | 00 |  |  | Nos
MOVB109MA00000 | Valve Actuator | SLUICE VALVE CIDF 100 MM | MOV | B | 109 | MA | 000 | 00 |  |  | Nos
MOVB111MA00000 | Valve Actuator | SLUICE VALVE CIDF 150 MM | MOV | B | 111 | MA | 000 | 00 |  |  | Nos
MOVJ006MA01600 | Valve Actuator | MOTORISED ACTUATOR WITHOUT VALVE 200 MM | MOV | J | 006 | MA | 016 | 00 |  |  | Nos
MOVJ007MA01700 | Valve Actuator | MOTORISED ACTUATOR WITHOUT VALVE 250 MM | MOV | J | 007 | MA | 017 | 00 |  |  | Nos
MOVJ008MA01800 | Valve Actuator | MOTORISED ACTUATOR WITHOUT VALVE 300 MM | MOV | J | 008 | MA | 018 | 00 |  |  | Nos
MOVJ008MA01900 | Valve Actuator | MOTORISED ACTUATOR WITHOUT VALVE 300 MM | MOV | J | 008 | MA | 019 | 00 |  |  | Nos
MOVJ009MA01800 | Valve Actuator | MOTORISED ACTUATOR WITHOUT VALVE 350 MM | MOV | J | 009 | MA | 018 | 00 |  |  | Nos
MOVK008MA00000 | Valve Actuator | BRACKET FOR THREE PHASE ACTUATOR WITH DIRECT MOUNT | MOV | K | 008 | MA | 000 | 00 |  |  | Nos
MOVK009MA00000 | Valve Actuator | BRACKET FOR THREE PHASE ACTUATOR WITH EXTENDED SHAFT MOUNT | MOV | K | 009 | MA | 000 | 00 |  |  | Nos
MOVA004ST000000 | Valve Actuator | MOV 25 MM FOR PRIMING AND AIR REALISE | MOV | A | 004 | ST | 000 | 00 |  |  | Nos
MOVJ010MA00000 | Valve Actuator | MOTORISED ACTUATOR WITHOUT VALVE 400 MM | MOV | J | 010 | MA | 000 | 00 |  |  | Nos
MOVB001MA00100 | Valve Actuator | 40 mm Valve with 3-Phase Actuator Class #300 | MOV | B | 001 | MA | 001 | 00 |  |  | Nos
MOVB020MA00100 | Valve Actuator | 40mm Valve with 3-Phase Actuator Class #150 | MOV | B | 020 | MA | 001 | 00 |  |  | Nos
MOVC001MA00300 | Valve Actuator | Motorised Butterfly valve with Actuator 50 mm | MOV | C | 001 | MA | 003 | 00 |  |  | Nos
MOVC002MA00300 | Valve Actuator | Motorised Butterfly valve with Actuator 80 mm | MOV | C | 002 | MA | 003 | 00 |  |  | Nos
MOVC003MA00300 | Valve Actuator | Motorised Butterfly valve with Actuator 100 mm | MOV | C | 003 | MA | 003 | 00 |  |  | Nos
MOVC004MA00300 | Valve Actuator | Motorised Butterfly valve with Actuator 125 mm | MOV | C | 004 | MA | 003 | 00 |  |  | Nos
MOVC005MA00400 | Valve Actuator | Motorised Butterfly valve with Actuator 150 mm | MOV | C | 005 | MA | 004 | 00 |  |  | Nos
MOVC006MA00400 | Valve Actuator | Motorised Butterfly valve with Actuator 200 mm | MOV | C | 006 | MA | 004 | 00 |  |  | Nos
MOVC007MA00400 | Valve Actuator | Motorised Butterfly valve with Actuator 250 mm | MOV | C | 007 | MA | 004 | 00 |  |  | Nos
MOVC001NA00000 | Valve Actuator | Motorised Butterfly valve with Actuator 50 mm | MOV | C | 001 | NA | 000 | 00 |  |  | Nos
MOVC002NA00000 | Valve Actuator | Motorised Butterfly valve with Actuator 80 mm | MOV | C | 002 | NA | 000 | 00 |  |  | Nos
MOVC003NA00000 | Valve Actuator | Motorised Butterfly valve with Actuator 100 mm | MOV | C | 003 | NA | 000 | 00 |  |  | Nos
MOVC004NA00000 | Valve Actuator | Motorised Butterfly valve with Actuator 125 mm | MOV | C | 004 | NA | 000 | 00 |  |  | Nos
MOVC005NA00000 | Valve Actuator | Motorised Butterfly valve with Actuator 150 mm | MOV | C | 005 | NA | 000 | 00 |  |  | Nos
MOVC006NA00000 | Valve Actuator | Motorised Butterfly valve with Actuator 200 mm | MOV | C | 006 | NA | 000 | 00 |  |  | Nos
MOVC007NA00000 | Valve Actuator | Motorised Butterfly valve with Actuator 250 mm | MOV | C | 007 | NA | 000 | 00 |  |  | Nos
MOVB005MA01500 | Valve Actuator | 150 mm Actuator With Sluice Valve | MOV | B | 005 | MA | 015 | 00 |  |  | Nos
MOVB008MA01700 | Valve Actuator | 300 mm Actuator With Sluice Valve | MOV | B | 008 | MA | 017 | 00 |  |  | Nos
MOVB009MA01700 | Valve Actuator | 300 mm Actuator With Sluice Valve | MOV | B | 009 | MA | 017 | 00 |  |  | Nos
MOVC008MA02100 | Valve Actuator | 300 mm Actuator With Butterfly Valve | MOV | C | 008 | MA | 021 | 00 |  |  | Nos
MOVC003BO00000 | Valve Actuator | 100DN Actuator- Bohai Valve | MOV | C | 003 | BO | 000 | 00 |  |  | Nos
MOVC005QI00000 | Valve Actuator | 150DN Actuator- Qingado HQ | MOV | C | 005 | QI | 000 | 00 |  |  | Nos
MOVC005ZD00000 | Valve Actuator | 150DN Actuator- Zhejigng Dingong | MOV | C | 005 | ZD | 000 | 00 |  |  | Nos
MOVC005TN00000 | Valve Actuator | 150DN Actuator- Tianjain | MOV | C | 005 | TN | 000 | 00 |  |  | Nos
MOVC005AR00000 | Valve Actuator | 150DN Actuator- Autorun Control Valve | MOV | C | 005 | AR | 000 | 00 |  |  | Nos
MOVC005EA00000 | Valve Actuator | 150DN Actuator- Euromatic Automatic | MOV | C | 005 | EA | 000 | 00 |  |  | Nos
MOVC005ZB00000 | Valve Actuator | 150DN Actuator- Zhejang Baide Automation | MOV | C | 005 | ZB | 000 | 00 |  |  | Nos
MOVB006CA00000 | Valve Actuator | 200mm Modulating Sluice valve with actuator | MOV | B | 006 | CA | 000 | 00 |  |  | Nos
MOVM005CA00000 | Valve Actuator | 150 mm Modulating Flow control device valve | MOV | M | 005 | CA | 000 | 00 |  |  | Nos
PNLE001KR00000 | Panel | STP PANEL WITH MINI RTU, OUTDOOR TYPE POLE MOUNT TYPE | PNL | E | 001 | KR | 000 | 00 |  |  | Nos
PNLF013KR00000 | Panel | 20 HP X 1 STAR DELTA PANEL | PNL | F | 013 | KR | 000 | 00 |  |  | Nos
PNLF026KR00000 | Panel | 50 HP X 2 STAR DELTA PANEL WITH MINI RTU | PNL | F | 026 | KR | 000 | 00 |  |  | Nos
PNLI001ST00000 | Panel |  | PNL | I | 001 | ST | 000 | 00 |  |  | Nos
PNLJ000EL00000 | Panel |  | PNL | J | 000 | EL | 000 | 00 |  |  | Nos
PNLK003PO00000 | Panel |  | PNL | K | 003 | PO | 000 | 00 |  |  | Nos
PNLK004PO00000 | Panel |  | PNL | K | 004 | PO | 000 | 00 |  |  | Nos
PNLL003PO00000 | Panel |  | PNL | L | 003 | PO | 000 | 00 |  |  | Nos
PNLL006PO00000 | Panel |  | PNL | L | 006 | PO | 000 | 00 |  |  | Nos
PNLM004PO00000 | Panel |  | PNL | M | 004 | PO | 000 | 00 |  |  | Nos
PNLO001KR00500 | Panel |  | PNL | O | 001 | KR | 005 | 00 |  |  | Nos
PNLP016KR00300 | Panel |  | PNL | P | 016 | KR | 003 | 00 |  |  | Nos
PNLP019KR00300 | Panel |  | PNL | P | 019 | KR | 003 | 00 |  |  | Nos
PNLD006KR00300 | Panel |  | PNL | D | 006 | KR | 003 | 00 |  |  | Nos
PNLC006KR00300 | Panel |  | PNL | C | 006 | KR | 003 | 00 |  |  | Nos
PNLH006KR00100 | Panel |  | PNL | H | 006 | KR | 001 | 00 |  |  | Nos
PNLH008KR00100 | Panel |  | PNL | H | 008 | KR | 001 | 00 |  |  | Nos
PNLF013KR00100 | Panel | 20 HP X 1 STAR DELTA PANEL WITH MINI RTU | PNL | F | 013 | KR | 001 | 00 |  |  | Nos
PNLF003KR00101 | Panel | 7.5 HP X 1 STAR DELTA PANEL WITH MINI RTU | PNL | F | 003 | KR | 001 | 01 |  |  | Nos
PNLF005KR00101 | Panel | 10 HP X 1 STAR DELTA PANEL WITH MINIR RTU | PNL | F | 005 | KR | 001 | 01 |  |  | Nos
PNLF023KR00101 | Panel | 40 HP X 1 STAR DELTA PANEL WITH MINI RTU | PNL | F | 023 | KR | 001 | 01 |  |  | Nos
PNLF008KR00100 | Panel | 12.5 HP X 2 STAR DELTA PANEL WITH MINI RTU | PNL | F | 008 | KR | 001 | 00 |  |  | Nos
PNLF020KR00100 | Panel | 30 HPX 2 STAR DELTA PANEL WITH MINI RTU | PNL | F | 020 | KR | 001 | 00 |  |  | Nos
PNLU001TH00400 | Panel | 3 TO 5 HP TW VFD + ACT VFD + SOLAR PDB -JJM | PNL | U | 001 | TH | 004 | 00 |  |  | Nos
PNLU002TH00400 | Panel | 7.5 HP TW VFD + ACT VFD + SOLAR PDB -JJM | PNL | U | 002 | TH | 004 | 00 |  |  | Nos
PNLU003TH00400 | Panel | 10 HP TW VFD + ACT VFD + SOLAR PDB -JJM | PNL | U | 003 | TH | 004 | 00 |  |  | Nos
PNLU004TH00400 | Panel | 12.5 HP TW VFD + ACT VFD + SOLAR PDB -JJM | PNL | U | 004 | TH | 004 | 00 |  |  | Nos
PNLU005TH00400 | Panel | 15 HP TW VFD + ACT VFD + SOLAR PDB -JJM | PNL | U | 005 | TH | 004 | 00 |  |  | Nos
PNLU006TH00400 | Panel | 17.5 HP TW VFD + ACT VFD + SOLAR PDB -JJM | PNL | U | 006 | TH | 004 | 00 |  |  | Nos
PNLU007TH00400 | Panel | 20 HP TW VFD + ACT VFD + SOLAR PDB -JJM | PNL | U | 007 | TH | 004 | 00 |  |  | Nos
PNLU008TH00400 | Panel | 25 HP TW VFD + ACT VFD + SOLAR PDB -JJM | PNL | U | 008 | TH | 004 | 00 |  |  | Nos
PNLU009TH00400 | Panel | 30 HP TW VFD + ACT VFD + SOLAR PDB -JJM | PNL | U | 009 | TH | 004 | 00 |  |  | Nos
PNLU010TH00400 | Panel | 35 HP TW VFD + ACT VFD + SOLAR PDB -JJM | PNL | U | 010 | TH | 004 | 00 |  |  | Nos
PNLU011TH00400 | Panel | 40 HP TW VFD + ACT VFD + SOLAR PDB -JJM | PNL | U | 011 | TH | 004 | 00 |  |  | Nos
PNLV001KP00801 | Panel | iCL + iTU TRANSMITTER ACRYLIC PANEL | PNL | V | 001 | KP | 008 | 01 |  |  | Nos
PNLV002KP00101 | Panel | RTU 1000 ACRYLIC BOX PANEL | PNL | V | 002 | KP | 001 | 01 |  |  | Nos
PNLB011KP00400 | Panel | RTU +SCADA+PDB PANEL FOR ZETWERKS | PNL | B | 011 | KP | 004 | 00 |  |  | Nos
PNLB011NE00400 | Panel | RTU +SCADA+PDB PANEL FOR ZETWERKS | PNL | B | 011 | NE | 004 | 00 |  |  | Nos
PNLH001DI00000 | Panel | 3HP VFD PANEL WITHOUT -VFD FROM VENDOR | PNL | H | 001 | DI | 000 | 00 |  |  | Nos
PNLH002DI00000 | Panel | 5HP VFD PANEL WITHOUT -VFD FROM VENDOR | PNL | H | 002 | DI | 000 | 00 |  |  | Nos
PNLB004DI00300 | Panel | RTU+4 SCADA PANEL WITH HMI | PNL | B | 004 | DI | 003 | 00 |  |  | Nos
PNLB003DI00300 | Panel | RTU+3 SCADA PANEL WITH HMI | PNL | B | 003 | DI | 003 | 00 |  |  | Nos
PNLA006DI00000 | Panel | REDUNDANT RTU 6000-16 PANEL | PNL | A | 006 | DI | 000 | 00 |  |  | Nos
PNLP020KR01000 | Panel | 5 HP STARTER PANEL WITH 3 NOS ACTUATOR STARTER PANEL | PNL | P | 020 | KR | 010 | 00 |  |  | Nos
PNLP021KR01000 | Panel | 7.5 HP STARTER PANEL WITH 3 NOS ACTUATOR STARTER PANEL | PNL | P | 021 | KR | 010 | 00 |  |  | Nos
PNLP022KR01000 | Panel | 17.5 HP STARTER PANEL WITH 3 NOS ACTUATOR STARTER PANEL | PNL | P | 022 | KR | 010 | 00 |  |  | Nos
PNLP001KR01000 | Panel | 10 HP STARTER PANEL WITH 3 NOS ACTUATOR STARTER PANEL | PNL | P | 001 | KR | 010 | 00 |  |  | Nos
PNLP002KR01000 | Panel | 15 HP STARTER PANEL WITH 3 NOS ACTUATOR STARTER PANEL | PNL | P | 002 | KR | 010 | 00 |  |  | Nos
PNLP023KR01000 | Panel | 12.5 HP STARTER PANEL WITH 3 NOS ACTUATOR STARTER PANEL | PNL | P | 023 | KR | 010 | 00 |  |  | Nos
PNLP003KR01000 | Panel | 20 HP STARTER PANEL WITH 3 NOS ACTUATOR STARTER PANEL | PNL | P | 003 | KR | 010 | 00 |  |  | Nos
PNLP004KR01000 | Panel | 25 HP STARTER PANEL WITH 3 NOS ACTUATOR STARTER PANEL | PNL | P | 004 | KR | 010 | 00 |  |  | Nos
PNLU001KR01000 | Panel | 3 TO 5 HP TW VFD + ACT VFD + SOLAR PDB -JJM | PNL | U | 001 | KR | 010 | 00 |  |  | Nos
PNLU005KR01000 | Panel | 15 HP TW VFD + ACT VFD + SOLAR PDB -JJM | PNL | U | 005 | KR | 010 | 00 |  |  | Nos
PNLU008KR01000 | Panel | 25 HP TW VFD + ACT VFD + SOLAR PDB -JJM | PNL | U | 008 | KR | 010 | 00 |  |  | Nos
PNLF008PR00000 | Panel | Tubewell Starter Panel - 12.5 HP X 2 nos | PNL | F | 008 | PR | 000 | 00 |  |  | Nos
PNLF028PR00000 | Panel | Pump House Starter Panel - 60 HP X3 nos | PNL | F | 028 | PR | 000 | 00 |  |  | Nos
PNLF029PR00000 | Panel | Pump House Starter Panel - 100 HP X3 nos | PNL | F | 029 | PR | 000 | 00 |  |  | Nos
PNLF024PR00000 | Panel | Pump House Starter Panel - 40 HP X 2 nos | PNL | F | 024 | PR | 000 | 00 |  |  | Nos
PNLP024KR01000 | Panel | 2 HP STARTER PANEL WITH 3 NOS ACTUATOR STARTER PANEL | PNL | P | 024 | KR | 010 | 00 |  |  | Nos
PNLP025KR01000 | Panel | 3 HP STARTER PANEL WITH 3 NOS ACTUATOR STARTER PANEL | PNL | P | 025 | KR | 010 | 00 |  |  | Nos
PNLP020NE01000 | Panel | 5 HP STARTER PANEL WITH 3 NOS ACTUATOR STARTER PANEL | PNL | P | 020 | NE | 010 | 00 |  |  | Nos
PNLP021NE01000 | Panel | 7.5 HP STARTER PANEL WITH 3 NOS ACTUATOR STARTER PANEL | PNL | P | 021 | NE | 010 | 00 |  |  | Nos
PNLP022NE01000 | Panel | 17.5 HP STARTER PANEL WITH 3 NOS ACTUATOR STARTER PANEL | PNL | P | 022 | NE | 010 | 00 |  |  | Nos
PNLP001NE01000 | Panel | 10 HP STARTER PANEL WITH 3 NOS ACTUATOR STARTER PANEL | PNL | P | 001 | NE | 010 | 00 |  |  | Nos
PNLP002NE01000 | Panel | 15 HP STARTER PANEL WITH 3 NOS ACTUATOR STARTER PANEL | PNL | P | 002 | NE | 010 | 00 |  |  | Nos
PNLP023NE01000 | Panel | 12.5 HP STARTER PANEL WITH 3 NOS ACTUATOR STARTER PANEL | PNL | P | 023 | NE | 010 | 00 |  |  | Nos
PNLP003NE01000 | Panel | 20 HP STARTER PANEL WITH 3 NOS ACTUATOR STARTER PANEL | PNL | P | 003 | NE | 010 | 00 |  |  | Nos
PNLP004NE01000 | Panel | 25 HP STARTER PANEL WITH 3 NOS ACTUATOR STARTER PANEL | PNL | P | 004 | NE | 010 | 00 |  |  | Nos
PNLP024NE01000 | Panel | 2 HP STARTER PANEL WITH 3 NOS ACTUATOR STARTER PANEL | PNL | P | 024 | NE | 010 | 00 |  |  | Nos
PNLP025NE01000 | Panel | 3 HP STARTER PANEL WITH 3 NOS ACTUATOR STARTER PANEL | PNL | P | 025 | NE | 010 | 00 |  |  | Nos
PNLP005NE01000 | Panel | 30 HP STARTER PANEL WITH 3 NOS ACTUATOR STARTER PANEL | PNL | P | 005 | NE | 010 | 00 |  |  | Nos
PNLG003KR00100 | Panel | 20 HP SOFTSTARTER PANEL WITH 2 NOS SINGLE PHASE ACTUATOR CONTROL | PNL | G | 003 | KR | 001 | 00 |  |  | Nos
PNLF003KR00100 | Panel | 20 HP STAR DELTA STARTER PANEL WITH 2 NOS SINGLE PHASE ACTUATOR CONTROL | PNL | F | 003 | KR | 001 | 00 |  |  | Nos
PNLF003NE00000 | Panel | 7.5 HP x 1 STAR DELTA PANEL WITHOUT MINI RTU | PNL | F | 003 | NE | 000 | 00 |  |  | Nos
PNLF005NE00000 | Panel | 10 HP X 1 STAR DELTA PANEL WITHOUT MINI RTU | PNL | F | 005 | NE | 000 | 00 |  |  | Nos
PNLF017NE00000 | Panel | 25 HP X 1 STAR DELTA PANEL WITHOUT MINI RTU | PNL | F | 017 | NE | 000 | 00 |  |  | Nos
PNLF002NE00000 | Panel | 5 HP X 2 NO STAR DELTA PANEL WITHOUT MINI RTU | PNL | F | 002 | NE | 000 | 00 |  |  | Nos
PNLF006NE00000 | Panel | 10 HP X 2 NO STAR DELTA PANEL WITHOUT MINI RTU | PNL | F | 006 | NE | 000 | 00 |  |  | Nos
PNLF008NE00000 | Panel | 12.5 HP X 2 NO STAR DELTA PANEL WITHOUT MINI RTU | PNL | F | 008 | NE | 000 | 00 |  |  | Nos
PNLF024NE00000 | Panel | 40 HP X 2 NO STAR DELTA PANEL WITHOUT MINI RTU | PNL | F | 024 | NE | 000 | 00 |  |  | Nos
PNLF030KR00000 | Panel | 10 HP X 4 , 7.5 HP X 4, 5 HP X 2 NOS STAR DELTA STARTER | PNL | F | 030 | KR | 000 | 00 |  |  | Nos
PNLF031KR00000 | Panel | 10HPX 2 , 3 HPX 1 ,5 HPX1 NOS DOL STARTER | PNL | F | 031 | KR | 000 | 00 |  |  | Nos
PNLA000KR00000 | Panel | Automation Panel | PNL | A | 000 | KR | 000 | 00 |  |  | Nos
PNLF018KR00000 | Panel | 25 HP X 2 NOS STAR DELTA STARTER PANEL | PNL | F | 018 | KR | 000 | 00 |  |  | Nos
PNLW003KR00000 | Panel | 20 ACT CONTROL PANEL | PNL | W | 003 | KR | 000 | 00 |  |  | Nos
PNLP003KR01000 | Panel | 30 HP STARTER PANEL WITH 3 PH ACTUATOR STARTER PANEL | PNL | P | 003 | KR | 010 | 00 |  |  | Nos
PNLF003KR01000 | Panel | SCADA + APR +SD+ 3PH ACT | PNL | F | 003 | KR | 010 | 00 |  |  | Nos
PNLD001KR00100 | Panel | RTU + 1 NO SINGLE PHASE ACTUATOR PANEL WITH MINI RTU | PNL | D | 001 | KR | 001 | 00 |  |  | Nos
PNLG012KR00000 | Panel | 17.5 HP x 2 NOS SOFT STARTER PANEL WITHOUT RTU | PNL | G | 012 | KR | 000 | 00 |  |  | Nos
PNLG032KR00000 | Panel | 75 HP X 2 NOS SOFT STARTER PANEL WITHOUT RTU | PNL | G | 032 | KR | 000 | 00 |  |  | Nos
PNLG035KR00000 | Panel | 100 HP X 2 NOS SOFT STARTER PANEL WITHOUT RTU | PNL | G | 035 | KR | 000 | 00 |  |  | Nos
PNLG019KR01000 | Panel | 30 HP SOFT STARTER PANEL WITH 2 NOS SINGLE PHASE ACTUATOR | PNL | G | 019 | KR | 010 | 00 |  |  | Nos
PNLF009NA00100 | Panel | 15 HP STARTER PANEL WITH RTU 1000 | PNL | F | 009 | NA | 001 | 00 |  |  | Nos
PNLF011NA00100 | Panel | 17.5 HP STARTER PANEL WITH RTU 1000 | PNL | F | 011 | NA | 001 | 00 |  |  | Nos
PNLP012NA00300 | Panel | 75 HP X3 NOS STARTER + ACT + SCADA + RTU 6000 PANEL | PNL | P | 012 | NA | 003 | 00 |  |  | Nos
PNLS000NA00000 | Panel | Chlorine Flow cell Panel | PNL | S | 000 | NA | 000 | 00 |  |  | Nos
PNLB001DI00300 | Panel | RTU+1 SCADA PANEL WITH HMI | PNL | B | 001 | DI | 003 | 00 |  |  | Nos
PNLB002DI00300 | Panel | RTU+2 SCADA PANEL WITH HMI | PNL | B | 002 | DI | 003 | 00 |  |  | Nos
PNLB005DI00300 | Panel | RTU+5 SCADA PANEL WITH HMI | PNL | B | 005 | DI | 003 | 00 |  |  | Nos
PNLB006DI00300 | Panel | RTU+6 SCADA PANEL WITH HMI | PNL | B | 006 | DI | 003 | 00 |  |  | Nos
PNLB007DI00300 | Panel | RTU+7 SCADA PANEL WITH HMI | PNL | B | 007 | DI | 003 | 00 |  |  | Nos
PNLB008DI00300 | Panel | RTU+8 SCADA PANEL WITH HMI | PNL | B | 008 | DI | 003 | 00 |  |  | Nos
PNLB009DI00300 | Panel | RTU+9 SCADA PANEL WITH HMI | PNL | B | 009 | DI | 003 | 00 |  |  | Nos
PNLB010DI00300 | Panel | RTU+10 SCADA PANEL WITH HMI | PNL | B | 010 | DI | 003 | 00 |  |  | Nos
PNLB014DI00300 | Panel | RTU+14 SCADA PANEL WITH HMI | PNL | B | 014 | DI | 003 | 00 |  |  | Nos
PNLA001DI00100 | Panel | RTU 1000 Data logger Panel | PNL | A | 001 | DI | 001 | 00 |  |  | Nos
PNLA006KR00000 | Panel | REDUNDANT RTU 6000-16 PANEL | PNL | A | 006 | KR | 000 | 00 |  |  | Nos
PNLO018KR00000 | Panel | CANOPY FOR BULLET CAMERA | PNL | O | 018 | KR | 000 | 00 |  |  | Nos
PNLP026NA00000 | Panel | 335 HP X 2 NOS SOFT STARTER PANEL WITH SCADA + ACT PANEL | PNL | P | 026 | NA | 000 | 00 |  |  | Nos
PNLF027KR00400 | Panel | 7.5 HP + 50 HP STAR DELTA STARTER PANEL + RTU 3000 | PNL | F | 027 | KR | 004 | 00 |  |  | Nos
PNLO019NA00000 | Panel | 700 W X 700 H X 700 D SOLAR INVERTER & BATTERY CANOPY PANEL | PNL | O | 019 | NA | 000 | 00 |  |  | Nos
PNLP020NA01000 | Panel | 3- 5 HP STARTER PANEL WITH 3 NOS ACTUATOR STARTER PANEL | PNL | P | 020 | NA | 010 | 00 |  |  | Nos
PNLP021NA01000 | Panel | 7.5 HP STARTER PANEL WITH 3 NOS ACTUATOR STARTER PANEL | PNL | P | 021 | NA | 010 | 00 |  |  | Nos
PNLP022NA01000 | Panel | 17.5 HP STARTER PANEL WITH 3 NOS ACTUATOR STARTER PANEL | PNL | P | 022 | NA | 010 | 00 |  |  | Nos
PNLP001NA01000 | Panel | 10 HP STARTER PANEL WITH 3 NOS ACTUATOR STARTER PANEL | PNL | P | 001 | NA | 010 | 00 |  |  | Nos
PNLP002NA01000 | Panel | 15 HP STARTER PANEL WITH 3 NOS ACTUATOR STARTER PANEL | PNL | P | 002 | NA | 010 | 00 |  |  | Nos
PNLP023NA01000 | Panel | 12.5 HP STARTER PANEL WITH 3 NOS ACTUATOR STARTER PANEL | PNL | P | 023 | NA | 010 | 00 |  |  | Nos
PNLP003NA01000 | Panel | 20 HP STARTER PANEL WITH 3 NOS ACTUATOR STARTER PANEL | PNL | P | 003 | NA | 010 | 00 |  |  | Nos
PNLP004NA01000 | Panel | 25 HP STARTER PANEL WITH 3 NOS ACTUATOR STARTER PANEL | PNL | P | 004 | NA | 010 | 00 |  |  | Nos
PNLP005NA01000 | Panel | 30 HP STARTER PANEL WITH 3 NOS ACTUATOR STARTER PANEL | PNL | P | 005 | NA | 010 | 00 |  |  | Nos
PNLF002NA61770 | Panel |  | PNL | F | 002 | NA | 617 | 70 |  |  | Nos
PNLL003PO00000 | Panel |  | PNL | L | 003 | PO | 000 | 00 |  |  | Nos
PNLN007NA00000 | Panel |  | PNL | N | 007 | NA | 000 | 00 |  |  | Nos
PNLF002NA00002 | Panel | Feeder Panel VMC Deemer | PNL | F | 002 | NA | 000 | 02 |  |  | Nos
PNLB000NA00000 | Panel | RTU +SCADA PANEL W/O RTU | PNL | B | 000 | NA | 000 | 00 |  |  | Nos
PNLC003NA00300 | Panel | RTU+3 SCADA+3 ACT PANEL | PNL | C | 003 | NA | 003 | 00 |  |  | Nos
PNLC007NA00300 | Panel | RTU+5 SCADA+5 ACT PANEL | PNL | C | 007 | NA | 003 | 00 |  |  | Nos
PNLC008NA00300 | Panel | RTU+6 SCADA+6 ACT PANEL | PNL | C | 008 | NA | 003 | 00 |  |  | Nos
PNLE002NA00500 | Panel | FILTER BED PANEL | PNL | E | 002 | NA | 005 | 00 |  |  | Nos
PNLC009NA00300 | Panel | RTU + 8 SCADA + 8 ACT | PNL | C | 009 | NA | 003 | 00 |  |  | Nos
PNLB010NA00100 | Panel | RTU+1 SCADA+2 ACT PANEL | PNL | B | 010 | NA | 001 | 00 |  |  | Nos
PNLJ000NA00000 | Panel | Dosign Panel Juncation Box | PNL | J | 000 | NA | 000 | 00 |  |  | Nos
PNLH000NA00000 | Panel | VFD TESTING PANEL | PNL | H | 000 | NA | 000 | 00 |  |  | Nos
PNLY012NA00400 | Panel | 7.5 HP TW VFD + Dosing Pump Controlling (1w+1s) + Solar PDB+Space for 2 Nos 3Phase ACT | PNL | Y | 012 | NA | 004 | 00 |  |  | Nos
PNLY013NA00400 | Panel | 10 HP TW VFD+ Dosing Pump Controlling (1w+1s) + Solar PDB+Space for 2 Nos 3Phase ACT | PNL | Y | 013 | NA | 004 | 00 |  |  | Nos
PNLY014NA00400 | Panel | 12.5 HP TW VFD+ Dosing Pump Controlling (1w+1s) + Solar PDB+Space for 2 Nos 3Phase ACT | PNL | Y | 014 | NA | 004 | 00 |  |  | Nos
PNLH004NA00000 | Panel | TW VFD Panel 15 HP | PNL | H | 004 | NA | 000 | 00 |  |  | Nos
PNLH011NA00000 | Panel | TW VFD Panel 17.5 HP | PNL | H | 011 | NA | 000 | 00 |  |  | Nos
PNLH006NA00000 | Panel | TW VFD Panel 25 HP | PNL | H | 006 | NA | 000 | 00 |  |  | Nos
PNLF040NA00400 | Panel | 3 HP TW Star Delta Panel + Dosing Pump Controlling (1w+1s) + Solar PDB+Space for 2 Nos 3Phase ACT | PNL | F | 040 | NA | 004 | 00 |  |  | Nos
PNLF041NA00400 | Panel | 5 HP TW Star Delta Panel + Dosing Pump Controlling (1w+1s) + Solar PDB+Space for 2 Nos 3Phase ACT | PNL | F | 041 | NA | 004 | 00 |  |  | Nos
PNLF001NA00000 | Panel | 5 HP Non- Solar Based TW Star Delta Panel | PNL | F | 001 | NA | 000 | 00 |  |  | Nos
PNLF003NA00000 | Panel | 7.5 HP Non- Solar Based TW Star Delta Panel | PNL | F | 003 | NA | 000 | 00 |  |  | Nos
PNLF006NA00000 | Panel | 10 HP Non- Solar Based TW Star Delta Panel | PNL | F | 006 | NA | 000 | 00 |  |  | Nos
PNLF042NA00000 | Panel | 15 HP * 2 STAR DELTA STARTER PANEL | PNL | F | 042 | NA | 000 | 00 |  |  | Nos
PNLF043NA00000 | Panel | 30 HP * 2 STAR DELTA STARTER PANEL | PNL | F | 043 | NA | 000 | 00 |  |  | Nos
PNLC002NA00304 | Panel | RTU 6000 + 2 SCADA + 2 ACT PANEL WITH HMI | PNL | C | 002 | NA | 003 | 04 |  |  | Nos
PNLC004NA00304 | Panel | RTU 6000 + 4 SCADA + 4 ACT PANEL WITH HMI | PNL | C | 004 | NA | 003 | 04 |  |  | Nos
PNLW003NA00304 | Panel | 20 ACT CONTROL PANEL WITH RTU - FILTERBED AUTOMATION PANEL | PNL | W | 003 | NA | 003 | 04 |  |  | Nos
PNLA001NA00100 | Panel | RTU 1000 Panel | PNL | A | 001 | NA | 001 | 00 |  |  | Nos
PNLW004NA00000 | Panel | 2 Nos 3- Phase Actuator Panel | PNL | W | 004 | NA | 000 | 00 |  |  | Nos
PNLP044NA00400 | Panel | 3 Nos 40 Star Delta and ACturator LT PANEL | PNL | P | 044 | NA | 004 | 00 |  |  | Nos
PNLP001NA00000 | Panel | 7.5 HP Softstarter panel with 2 nos Singale phase butterfly actuactor and 1 nos dosing pump | PNL | P | 001 | NA | 000 | 00 |  |  | Nos
PNLP002NA00000 | Panel | 10 HP Softstarter panel with 2 nos Singale phase butterfly actuactor and 1 nos dosing pump | PNL | P | 002 | NA | 000 | 00 |  |  | Nos
PNLP003NA00000 | Panel | 12.5 HP Softstarter panel with 2 nos Singale phase butterfly actuactor and 1 nos dosing pump | PNL | P | 003 | NA | 000 | 00 |  |  | Nos
PNLP004NA00000 | Panel | 15 HP Softstarter panel with 2 nos Singale phase butterfly actuactor and 1 nos dosing pump | PNL | P | 004 | NA | 000 | 00 |  |  | Nos
PNLP005NA00000 | Panel | 20 HP Softstarter panel with 2 nos Singale phase butterfly actuactor and 1 nos dosing pump | PNL | P | 005 | NA | 000 | 00 |  |  | Nos
PNLP006NA00000 | Panel | 30 HP Softstarter panel with 2 nos Singale phase butterfly actuactor and 1 nos dosing pump | PNL | P | 006 | NA | 000 | 00 |  |  | Nos
PNLP007NA00000 | Panel | 40 HP Softstarter panel with 2 nos Singale phase butterfly actuactor and 1 nos dosing pump | PNL | P | 007 | NA | 000 | 00 |  |  | Nos
PNLP008NA00000 | Panel | 50 HP Softstarter panel with 2 nos Singale phase butterfly actuactor and 1 nos dosing pump | PNL | P | 008 | NA | 000 | 00 |  |  | Nos
PNLA008NA00000 | Panel | Tail End Panel | PNL | A | 008 | NA | 000 | 00 |  |  | Nos
PNLF001ST01205 | Panel | SINGLE PHASE FEEDER PANEL OUTDOOR AND POLE MOUNT TYPE WITH IFPC | PNL | F | 001 | ST | 012 | 05 |  |  | Nos
PNLF002ST01203 | Panel | THREE PHASE FEEDER PANEL OUTDOOR AND STAND MOUNT TYPE WITH IFPC | PNL | F | 002 | ST | 012 | 03 |  |  | Nos
PNLA001NA00000 | Panel | Booster Panel | PNL | A | 001 | NA | 000 | 00 |  |  | Nos
PNLA009NA00000 | Panel | Gateway Panel | PNL | A | 009 | NA | 000 | 00 |  |  | Nos
PNLG009NA00000 | Panel | LT PANEL 55 KW SOFTSTARTER, CAPICITOR BANK WITH LOAD, 3 NOS. MOTOR OPERATION | PNL | G | 009 | NA | 000 | 00 |  |  | Nos
PNLAB010NA0000 | Panel | LT PANEL 315 KW SOFTSTARTER, CAPICITOR BANK WITH LOAD, 3 NOS. MOTOR OPERATION | PNL | A | B01 | 0N | A00 | 00 |  |  | Nos
PNLAB011NA0000 | Panel | LT PANEL 355 KW SOFTSTARTER, CAPICITOR BANK WITH LOAD, 3 NOS. MOTOR OPERATION | PNL | A | B01 | 1N | A00 | 00 |  |  | Nos
PNLAB012NA0001 | Panel | HT HFSR Soft starter panel | PNL | A | B01 | 2N | A00 | 01 |  |  | Nos
PNLZ004ST00000 | Panel | DOL STARTER COMBINE PANEL (1 HP TO 25 HP) MOTOR OPERATION | PNL | Z | 004 | ST | 000 | 00 |  |  | Nos
PNLB007ST00000 | Panel | SCADA PANEL FOR 3 NOS. Motor, 3 nos.ACT, 4 nos. PT, 1 nos. ULT provision | PNL | B | 007 | ST | 000 | 00 |  |  | Nos
PNLAC008ST00000 | Panel | Data Logger, ULT, FLOW AND BULK METER MONITORING | PNL | A | C00 | 8S | T00 | 00 |  |  | Nos
PNLO002KR00500 | Panel | Canopy size 200x200x180mm | PNL | O | 002 | KR | 005 | 00 |  |  | Nos
PNLQ005KR00000 | Panel | RTU Stand for outdoor for project 5261 | PNL | Q | 005 | KR | 000 | 00 |  |  | Nos
PNLQ000ST00000 | Panel | Metal/ ABS/PVC Panel Box and Partition for Flow cell and Controller for pH, Chlorine and Turbidity | PNL | Q | 000 | ST | 000 | 00 |  |  | Nos
PNLC011ST00000 | Panel | RTU + 3 SCADA + 4 ACT panel | PNL | C | 011 | ST | 000 | 00 |  |  | Nos
PNLD003ST00000 | Panel | RTU+ 3 ACT panel | PNL | D | 003 | ST | 000 | 00 |  |  | Nos
PNLB002NA00100 | Panel | RTU + 2 SCADA PANEL | PNL | B | 002 | NA | 001 | 00 |  |  | Nos
PNLB001NA00100 | Panel | RTU + 1 SCADA PANEL | PNL | B | 001 | NA | 001 | 00 |  |  | Nos
PNLH007NA00000 | Panel | VFD ( 2 nos) + 1 Actuato Control Panel | PNL | H | 007 | NA | 000 | 00 |  |  | Nos
PNLM010NA00000 | Panel | 100 AMP APR + 30 HP SOFT STARTER + 2 Nos 3-Ph ACTUATOR CONTROL PANEL | PNL | M | 010 | NA | 000 | 00 |  |  | Nos
PNLM011NA00000 | Panel | 100 AMP APR + PUMP & ACTUATOR SCADA CONTROL PANEL | PNL | M | 011 | NA | 000 | 00 |  |  | Nos
PNLG013NA00000 | Panel | 30 HP Softstarter panel + 2 nos three phase actuactor and 1 nos dosing pump | PNL | G | 013 | NA | 000 | 00 |  |  | Nos
PNLP045NA00000 | Panel | 1 No 40 HP Soft Starter and 3 Nos ACturator LT PANEL | PNL | P | 045 | NA | 000 | 00 |  |  | Nos
PNLB011TH00400 | Panel | RTU +SCADA+PDB PANEL FOR ZETWERKS | PNL | B | 011 | TH | 004 | 00 |  |  | Nos
PNLB007NA01500 | Panel | 2 Nos RTU + 15 Nos SCADA PANEL FOR R.K Daulatganj -STP | PNL | B | 007 | NA | 015 | 00 |  |  | Nos
PNLF0035NA00000 | Panel | 100 HP * 2 STAR DELTA STARTER PANEL | PNL | F | 003 | 5N | A00 | 00 |  |  | Nos
PNLB007NA00404 | Panel | RTU 600++, + 1 SCADA PANEL provision 2 Pump, 4 ACT , 1 ULT,1 Nos Chlorine and 3 Nos, PT provision | PNL | B | 007 | NA | 004 | 04 |  |  | Nos
PNQB008NA00005 | Panel | Wiman Modem Outdoor type panel 1 PT and 1 Chlorine sensor provision | PNQ | B | 008 | NA | 000 | 05 |  |  | Nos
PNLAB012NA0002 | Panel | HT SOF Spare 6.6 KV incommer Panel | PNL | A | B01 | 2N | A00 | 02 |  |  | Nos
PNLAB012NA0003 | Panel | HT SOF Spare 6.6 KV Motor Feeder Panel | PNL | A | B01 | 2N | A00 | 03 |  |  | Nos
PNLP027NA00000 | Panel | RTU + ACT + SCADA + Starter panel inlet chamber with 2 HP starter panel | PNL | P | 027 | NA | 000 | 00 |  |  | Nos
PNLP028NA00000 | Panel | RTU + ACT + SCADA + Starter panel inlet chamber with 10 HP +5 HP starter panel | PNL | P | 028 | NA | 000 | 00 |  |  | Nos
PNLH002NA00000 | Panel | 5HP VFD PANEL WITHOUT -VFD FROM VENDOR | PNL | H | 002 | NA | 000 | 00 |  |  | Nos
PNLB004NA00300 | Panel | RTU+4 SCADA PANEL WITH HMI | PNL | B | 004 | NA | 003 | 00 |  |  | Nos
PNLB003NA00300 | Panel | RTU+3 SCADA PANEL WITH HMI | PNL | B | 003 | NA | 003 | 00 |  |  | Nos
PNLC012NA00300 | Panel | RTU+3 SCADA +3 THREE PHASE ACT +3 SINGLE PHASE ACT | PNL | C | 012 | NA | 003 | 00 |  |  | Nos
PNLD004ST00000 | Panel | RTU + 4 Act panel | PNL | D | 004 | ST | 000 | 00 |  |  | Nos
PNLC013ST00000 | Panel | RTU+7 SCADA + 1 SINGLE PHASE ACT PANEL | PNL | C | 013 | ST | 000 | 00 |  |  | Nos
PNLC014ST00000 | Panel | RTU+4 SCADA + 10 SINGLE PHASE ACT PANEL | PNL | C | 014 | ST | 000 | 00 |  |  | Nos
PNLD007ST00000 | Panel | RTU+7 ACT PANEL | PNL | D | 007 | ST | 000 | 00 |  |  | Nos
PNLD002ST00000 | Panel | RTU + 2 ACT PANEL | PNL | D | 002 | ST | 000 | 00 |  |  | Nos
PNLD001ST00000 | Panel | RTU + 1 ACT PANEL | PNL | D | 001 | ST | 000 | 00 |  |  | Nos
PNLC004NA00300 | Panel | RTU+4 SCADA + 4 THREE PHASE ACT PANEL | PNL | C | 004 | NA | 003 | 00 |  |  | Nos
PNLC006NA00300 | Panel | RTU+6 SCADA + 6 THREE PHASE ACT PANEL | PNL | C | 006 | NA | 003 | 00 |  |  | Nos
PNLQ007NA00000 | Panel | Server Rack panel for NHP 4192 | PNL | Q | 007 | NA | 000 | 00 |  |  | Nos
PNLA008NA00001 | Panel | TANK LEVEL MONITORING + LEVEL INDIACTOR PANEL | PNL | A | 008 | NA | 000 | 01 |  |  | Nos
PNLB007NA00400 | Panel | RTU+7 SCADA PANEL + 1 ACT WITH HMI | PNL | B | 007 | NA | 004 | 00 |  |  | Nos
PNLC014ST00000 | Panel |  | PNL | C | 014 | ST | 000 | 00 |  |  | Nos
PNLA008NA00002 | Panel | TANK LEVEL MONITORING + HMI | PNL | A | 008 | NA | 000 | 02 |  |  | Nos
PNLC015ST00000 | Panel | RTU+4 SCADA + 15 SINGLE PHASE ACT PANEL | PNL | C | 015 | ST | 000 | 00 |  |  | Nos
PNLC003NA00301 | Panel | RTU+2 SCADA+3 ACT | PNL | C | 003 | NA | 003 | 01 |  |  | Nos
PNLB007ST00000 | Panel | RTU+7 SCADA | PNL | B | 007 | ST | 000 | 00 |  |  | Nos
PNLB001NA00600 | Panel | RTU+1 SCADA PANEL WITH HMI FOR MECHNICAL GATE OPERATION | PNL | B | 001 | NA | 006 | 00 |  |  | Nos
PNLB002NA00600 | Panel | RTU+2 SCADA PANEL WITH HMI FOR MECHNICAL GATE OPERATION | PNL | B | 002 | NA | 006 | 00 |  |  | Nos
PNLB003NA00600 | Panel | RTU+3 SCADA PANEL WITH HMI FOR MECHNICAL GATE OPERATION | PNL | B | 003 | NA | 006 | 00 |  |  | Nos
PNLB004NA00600 | Panel | RTU+4 SCADA PANEL WITH HMI FOR MECHNICAL GATE OPERATION | PNL | B | 004 | NA | 006 | 00 |  |  | Nos
PNLB005NA00600 | Panel | RTU+5 SCADA PANEL WITH HMI FOR MECHNICAL GATE OPERATION | PNL | B | 005 | NA | 006 | 00 |  |  | Nos
PNLB006NA00600 | Panel | RTU+6 SCADA PANEL WITH HMI FOR MECHNICAL GATE OPERATION | PNL | B | 006 | NA | 006 | 00 |  |  | Nos
PNLB007NA00600 | Panel | RTU+7 SCADA PANEL WITH HMI FOR MECHNICAL GATE OPERATION | PNL | B | 007 | NA | 006 | 00 |  |  | Nos
PNLB008NA00600 | Panel | RTU+8 SCADA PANEL WITH HMI FOR MECHNICAL GATE OPERATION | PNL | B | 008 | NA | 006 | 00 |  |  | Nos
PNLB009NA00600 | Panel | RTU+9 SCADA PANEL WITH HMI FOR MECHNICAL GATE OPERATION | PNL | B | 009 | NA | 006 | 00 |  |  | Nos
PNLB010NA00600 | Panel | RTU+10 SCADA PANEL WITH HMI FOR MECHNICAL GATE OPERATION | PNL | B | 010 | NA | 006 | 00 |  |  | Nos
PNLB001NA00700 | Panel | RTU+1 SCADA PANEL WITH HMI FOR ELECTRICAL GATE OPERATION | PNL | B | 001 | NA | 007 | 00 |  |  | Nos
PNLB002NA00700 | Panel | RTU+2 SCADA PANEL WITH HMI FOR ELECTRICAL GATE OPERATION | PNL | B | 002 | NA | 007 | 00 |  |  | Nos
PNLB003NA00700 | Panel | RTU+3 SCADA PANEL WITH HMI FOR ELECTRICAL GATE OPERATION | PNL | B | 003 | NA | 007 | 00 |  |  | Nos
PNLB004NA00700 | Panel | RTU+4 SCADA PANEL WITH HMI FOR ELECTRICAL GATE OPERATION | PNL | B | 004 | NA | 007 | 00 |  |  | Nos
PNLB005NA00700 | Panel | RTU+5 SCADA PANEL WITH HMI FOR ELECTRICAL GATE OPERATION | PNL | B | 005 | NA | 007 | 00 |  |  | Nos
PNLB006NA00700 | Panel | RTU+6 SCADA PANEL WITH HMI FOR ELECTRICAL GATE OPERATION | PNL | B | 006 | NA | 007 | 00 |  |  | Nos
PNLB007NA00700 | Panel | RTU+7 SCADA PANEL WITH HMI FOR ELECTRICAL GATE OPERATION | PNL | B | 007 | NA | 007 | 00 |  |  | Nos
PNLB008NA00700 | Panel | RTU+8 SCADA PANEL WITH HMI FOR ELECTRICAL GATE OPERATION | PNL | B | 008 | NA | 007 | 00 |  |  | Nos
PNLB009NA00700 | Panel | RTU+9 SCADA PANEL WITH HMI FOR ELECTRICAL GATE OPERATION | PNL | B | 009 | NA | 007 | 00 |  |  | Nos
PNLB010NA00700 | Panel | RTU+10 SCADA PANEL WITH HMI FOR ELECTRICAL GATE OPERATION | PNL | B | 010 | NA | 007 | 00 |  |  | Nos
PNLB011NA00700 | Panel | RTU+11 SCADA PANEL WITH HMI FOR ELECTRICAL GATE OPERATION | PNL | B | 011 | NA | 007 | 00 |  |  | Nos
PNLQ004ST00000 | Panel | Metal/ ABS/PVC Panel Box outdoor type , floor ounting , Stand Height 500mm length for pH, Chlorine , Tu and TDS Flow cell mounting tentative size (H900*W450*D150mm) | PNL | Q | 004 | ST | 000 | 00 |  |  | Nos
PNLD001NA00000 | Panel | RTU 6000 +1 3 PH ACT | PNL | D | 001 | NA | 000 | 00 |  |  | Nos
PNLN001ST00000 | Panel | 100 AMP Change Over switch X 2 nos Qty | PNL | N | 001 | ST | 000 | 00 |  |  | Nos
PNLH006ST00000 | Panel | 25HP VFD Panel enclosure with accessories | PNL | H | 006 | ST | 000 | 00 |  |  | Nos
PLAM302WE00012 | Plumbing Accessories | MS FORGED SOCKET 1/2" INSIDE THREADED | PLA | M | 302 | WE | 000 | 12 |  |  | Nos
PLAS001WE00011 | Plumbing Accessories | PU MALE ADAPTOR 1/2X10 MM | PLA | S | 001 | WE | 000 | 11 |  |  | Nos
PLAS002WE00011 | Plumbing Accessories | PU MALE ADAPTOR 1/4X10 MM | PLA | S | 002 | WE | 000 | 11 |  |  | Nos
PLAS101WE00011 | Plumbing Accessories | PU REDUCING UNION 10X6 MM | PLA | S | 101 | WE | 000 | 11 |  |  | Nos
PLAS201WE00000 | Plumbing Accessories | PU PIPE 10X6 MM | PLA | S | 201 | WE | 000 | 00 |  |  | Mtr
PLAT001WE00011 | Plumbing Accessories | BRASS CP MINI MXF BALL VALVE BSP 1/2" | PLA | T | 001 | WE | 000 | 11 |  |  | Nos
PLAT002WE00011 | Plumbing Accessories | BRASS MALE FEMALE BUSHING 1X1/2 | PLA | T | 002 | WE | 000 | 11 |  |  | Nos
PLAA001ST00000 | Plumbing Accessories | G.I.PIPE 2"(61mm OD*1.5mm thik) | PLA | A | 001 | ST | 000 | 00 |  |  | Mtr
PLAT003ST00000 | Plumbing Accessories | BRASS NRV 1/2" | PLA | T | 003 | ST | 000 | 00 |  |  | Nos
PLAS003WE00000 | Plumbing Accessories | PU CONNECTOR 1/2" 10 MM | PLA | S | 003 | WE | 000 | 00 |  |  | Nos
PLAC109WE00011 | Plumbing Accessories | SS BAR STOCK NEEDLE VALVE -3/8" | PLA | C | 109 | WE | 000 | 11 |  |  | Nos
PLAC110WE00000 | Plumbing Accessories | SS 304 HEX NIPPLE BSP 1/4" | PLA | C | 110 | WE | 000 | 00 |  |  | Nos
PLAW001KR00000 | Plumbing Accessories | HYLAM FLANGE FOR SIEMENS AND CIMCON MAKE SENSOR AT TESTING LAB SAKAR | PLA | W | 001 | KR | 000 | 00 |  |  | Nos
PLAT006CO00000 | Plumbing Accessories | BRASS SYPHONE COCK 3/8 " | PLA | T | 006 | CO | 000 | 00 |  |  | Nos
PLAC111AN00000 | Plumbing Accessories | SS 304 NIDDLE VALVE ROUND 1/4" BSP FF | PLA | C | 111 | AN | 000 | 00 |  |  | Nos
PLAP401CO00000 | Plumbing Accessories | MS U SYPOHNE PIPE 3/8" | PLA | P | 401 | CO | 000 | 00 |  |  | Nos
PLAM301WE00000 | Plumbing Accessories | MS FORGED SOCKET 3/8" | PLA | M | 301 | WE | 000 | 00 |  |  | Nos
PLAJ110AN00000 | Plumbing Accessories | MS FLANGE 40 MM FLOW METER SIZE | PLA | J | 110 | AN | 000 | 00 |  |  | Nos
PLAX101FI00600 | Plumbing Accessories | FRP DRUM 100 LTR FOR CHLORINE DOSING | PLA | X | 101 | FI | 006 | 00 |  |  | Nos
PLAH006LB00000 | Plumbing Accessories | MS HEX PIN 10 X 50 WITH WASHER | PLA | H | 006 | LB | 000 | 00 |  |  | Nos
PLAQ001AS00000 | Plumbing Accessories | UPVC PIPE 15 MM - 3MTR | PLA | Q | 001 | AS | 000 | 00 |  |  | Nos
PLAR601AS00000 | Plumbing Accessories | UPVC BALL VALVE - 15 MM | PLA | R | 601 | AS | 000 | 00 |  |  | Nos
PLAR701AS00000 | Plumbing Accessories | UPVC SOLVENT 946 ML | PLA | R | 701 | AS | 000 | 00 |  |  | Nos
PLAR801AS00000 | Plumbing Accessories | UPVC FABT 15 MM | PLA | R | 801 | AS | 000 | 00 |  |  | Nos
PLAR208AS00000 | Plumbing Accessories | UPVC ELBOW 15 MM 90* | PLA | R | 208 | AS | 000 | 00 |  |  | Nos
PLAX102SP00000 | Plumbing Accessories | Spectron Cylindrical Vertical Tank with Open Top without Ltr Capacity Marking Capacity: 200 ltr | PLA | X | 102 | SP | 000 | 00 |  |  | Nos
PLAC003WE00001 | Plumbing Accessories | SS 304 SNUBBER 1/4" BSP FF | PLA | C | 003 | WE | 000 | 01 |  |  | Nos
PLAC004WE00001 | Plumbing Accessories | SS 304 PIPE NIPPLE 1/4" X 3" SCH40 | PLA | C | 004 | WE | 000 | 01 |  |  | Nos
PLAB006NA00000 | Plumbing Accessories | GREY PVC PIPE 4 KG PRESSURE 50 MM | PLA | B | 006 | NA | 000 | 00 |  |  | Mtr
PLAO207NA00000 | Plumbing Accessories | GREY PVC ELBOW 50 MM | PLA | O | 207 | NA | 000 | 00 |  |  | Nos
PLAO506NA00000 | Plumbing Accessories | GREY TEE 50 MM | PLA | O | 506 | NA | 000 | 00 |  |  | Nos
PLAN601NA00000 | Plumbing Accessories | GI 50 MM CLAMP FOR PVC PIPE | PLA | N | 601 | NA | 000 | 00 |  |  | Nos
PLAA001NA00000 | Plumbing Accessories | GI 2" - 50 MM PIPE | PLA | A | 001 | NA | 000 | 00 |  |  | Mtr
PLAA003NA00000 | Plumbing Accessories | GI 3"- 80 MM PIPE | PLA | A | 003 | NA | 000 | 00 |  |  | Mtr
PLAA004NA00000 | Plumbing Accessories | GI 4" - 100 MM PIPE | PLA | A | 004 | NA | 000 | 00 |  |  | Mtr
PLAY001GI00000 | Plumbing Accessories |  | PLA | Y | 001 | GI | 000 | 00 |  |  | Nos
PLAY002GI00000 | Plumbing Accessories |  | PLA | Y | 002 | GI | 000 | 00 |  |  | Nos
PLAY003GI00000 | Plumbing Accessories |  | PLA | Y | 003 | GI | 000 | 00 |  |  | Nos
PLAY004GI00000 | Plumbing Accessories |  | PLA | Y | 004 | GI | 000 | 00 |  |  | Nos
PLAY005GI00000 | Plumbing Accessories |  | PLA | Y | 005 | GI | 000 | 00 |  |  | Nos
PLAY006GI00000 | Plumbing Accessories |  | PLA | Y | 006 | GI | 000 | 00 |  |  | Nos
PLAQ000NA00000 | Plumbing Accessories | uPVC Hose Adapter with 3/4-Inch Female Hose Thread and 1/2-Inch Male Pipe Thread | PLA | Q | 000 | NA | 000 | 00 |  |  | Nos
PLAB010NA00000 | Plumbing Accessories | 12 mm PVC Flexible Pipe for RO | PLA | B | 010 | NA | 000 | 00 |  |  | Mtr
PLAM001NA00000 | Plumbing Accessories | DI Mechnical Joint with flange for 80 mm | PLA | M | 001 | NA | 000 | 00 |  |  | Nos
PLAM002NA00000 | Plumbing Accessories | DI Mechnical Joint with flange for 100 mm | PLA | M | 002 | NA | 000 | 00 |  |  | Nos
PLAM003NA00000 | Plumbing Accessories | DI Mechnical Joint with flange for 150 mm | PLA | M | 003 | NA | 000 | 00 |  |  | Nos
PLAN701ST00000 | Plumbing Accessories | 1/2" GI SOCKET | PLA | N | 701 | ST | 000 | 00 |  |  | Nos
PLAG012ST00000 | Plumbing Accessories | 100*150MM MS REDUCER | PLA | G | 012 | ST | 000 | 00 |  |  | Nos
PLAN042ST00000 | Plumbing Accessories | Gi reducer 32x20mm | PLA | N | 042 | ST | 000 | 00 |  |  | Nos
PLAN043ST00000 | Plumbing Accessories | Gi reducer 32x25mm | PLA | N | 043 | ST | 000 | 00 |  |  | Nos
PLAK003ST00011 | Plumbing Accessories | 100 MM GI Flange | PLA | K | 003 | ST | 000 | 11 |  |  | Nos
PLAA003NA00000 | Plumbing Accessories | 80 MM GI Pipe Tail Piece | PLA | A | 003 | NA | 000 | 00 |  |  | Nos
PLAA004NA00000 | Plumbing Accessories | 100 MM GI Pipe Tail Piece | PLA | A | 004 | NA | 000 | 00 |  |  | Nos
PLAN801NA00000 | Plumbing Accessories | 65/80 Reducer | PLA | N | 801 | NA | 000 | 00 |  |  | Nos
PLAM603NA00000 | Plumbing Accessories | MS SCOKET 1/2" MALE x 1/4 "Female | PLA | M | 603 | NA | 000 | 00 |  |  | Nos
PLAM604NA00000 | Plumbing Accessories | Ms Socket 3/8" Hose X 1/2" Thread Female | PLA | M | 604 | NA | 000 | 00 |  |  | Nos
PLAH008NA00000 | Plumbing Accessories | 12 x 5" Nut Bolt With Double Washer | PLA | H | 008 | NA | 000 | 00 |  |  | Nos
PLAH009NA00000 | Plumbing Accessories | 12 x 3" Nut Bolt With Double Washer | PLA | H | 009 | NA | 000 | 00 |  |  | Nos
PLAH010NA00000 | Plumbing Accessories | 12 x 2.5" Nut Bolt With Double Washer | PLA | H | 010 | NA | 000 | 00 |  |  | Nos
PLAR001NA00000 | Plumbing Accessories | 1/2" Medium Grade UPVC pipe | PLA | R | 001 | NA | 000 | 00 |  |  | Nos
PLAR601NA00000 | Plumbing Accessories | 1/2" Medium Grade UPVC ball Valve | PLA | R | 601 | NA | 000 | 00 |  |  | Nos
PLAR801NA00000 | Plumbing Accessories | 1/2" UPVC Medium grade T Joint | PLA | R | 801 | NA | 000 | 00 |  |  | Nos
PLAR802NA00000 | Plumbing Accessories | UPVC Medium grade T Joint 1/2" 2 Side Female Thread and 1 Side Plain | PLA | R | 802 | NA | 000 | 00 |  |  | Nos
PLAH011NA00000 | Plumbing Accessories | 19 x 3" Nut Bolt With Double Washer | PLA | H | 011 | NA | 000 | 00 |  |  | Nos
PLAH012NA00000 | Plumbing Accessories | 19 x 2.5" Nut Bolt With Double Washer | PLA | H | 012 | NA | 000 | 00 |  |  | Nos
PLAU101NA00000 | Plumbing Accessories | 8 hole Rubber Gasket for Flow Meter Size:50mm ID: 50 mm, OD: 165 mm PCD:125 mm | PLA | U | 101 | NA | 000 | 00 |  |  | Nos
PLAU102NA00000 | Plumbing Accessories | 8 hole Rubber Gasket for Flow Meter Size:80mm ID: 80 mm, OD: 200 mm PCD:160 mm | PLA | U | 102 | NA | 000 | 00 |  |  | Nos
PLAU103NA00000 | Plumbing Accessories | 8 hole Rubber Gasket for Flow Meter Size:100mm ID: 100 mm, OD: 220 mm PCD:180 mm | PLA | U | 103 | NA | 000 | 00 |  |  | Nos
PLAU104NA00000 | Plumbing Accessories | 8 hole Rubber Gasket for Flow Meter Size:125mm ID: 125 mm, OD: 250 mm PCD:210mm | PLA | U | 104 | NA | 000 | 00 |  |  | Nos
PLAU105NA00000 | Plumbing Accessories | 8 hole Rubber Gasket for Flow Meter Size:150mm ID: 150 mm, OD: 285 mm PCD:240 mm | PLA | U | 105 | NA | 000 | 00 |  |  | Nos
PLAU106NA00000 | Plumbing Accessories | 8 hole Rubber Gasket for Flow Meter Size:200mm ID: 200 mm, OD: 340 mm PCD:295 mm | PLA | U | 106 | NA | 000 | 00 |  |  | Nos
PLAU107NA00000 | Plumbing Accessories | 8 hole Rubber Gasket for Flow Meter Size:250mm ID: 250 mm, OD: 355 mm PCD:250 mm | PLA | U | 107 | NA | 000 | 00 |  |  | Nos
PLAD301NA00000 | Plumbing Accessories | PVC D JOINT With Nut Bolt -50 mm | PLA | D | 301 | NA | 000 | 00 |  |  | Nos
PLAD302NA00000 | Plumbing Accessories | PVC D JOINT With Nut Bolt - 80 mm | PLA | D | 302 | NA | 000 | 00 |  |  | Nos
PLAD303NA00000 | Plumbing Accessories | PVC D JOINT With Nut Bolt -100 mm | PLA | D | 303 | NA | 000 | 00 |  |  | Nos
PLAD304NA00000 | Plumbing Accessories | PVC D JOINT With Nut Bolt- 125 mm | PLA | D | 304 | NA | 000 | 00 |  |  | Nos
PLAD305NA00000 | Plumbing Accessories | PVC D JOINT With Nut Bolt- 150 mm | PLA | D | 305 | NA | 000 | 00 |  |  | Nos
PLAD401NA00000 | Plumbing Accessories | PVC SOCKET -50 mm | PLA | D | 401 | NA | 000 | 00 |  |  | Nos
PLAD402NA00000 | Plumbing Accessories | PVC SOCKET -80 mm | PLA | D | 402 | NA | 000 | 00 |  |  | Nos
PLAD403NA00000 | Plumbing Accessories | PVC SOCKET -100 mm | PLA | D | 403 | NA | 000 | 00 |  |  | Nos
PLAD404NA00000 | Plumbing Accessories | PVC SOCKET -125 mm | PLA | D | 404 | NA | 000 | 00 |  |  | Nos
PLAD405NA00000 | Plumbing Accessories | PVC SOCKET -150 mm | PLA | D | 405 | NA | 000 | 00 |  |  | Nos
PLAV001NA00000 | Plumbing Accessories | CI - D JOINT With Nut Bolt -50 mm | PLA | V | 001 | NA | 000 | 00 |  |  | Nos
PLAV002NA00000 | Plumbing Accessories | CI - D JOINT T With Nut Bolt - 80 mm | PLA | V | 002 | NA | 000 | 00 |  |  | Nos
PLAV003NA00000 | Plumbing Accessories | CI - D JOINT With Nut Bolt -100 mm | PLA | V | 003 | NA | 000 | 00 |  |  | Nos
PLAV004NA00000 | Plumbing Accessories | CI - D JOINT With Nut Bolt- 125 mm | PLA | V | 004 | NA | 000 | 00 |  |  | Nos
PLAV005NA00000 | Plumbing Accessories | CI - D JOINT With Nut Bolt- 150 mm | PLA | V | 005 | NA | 000 | 00 |  |  | Nos
PLAV006NA00000 | Plumbing Accessories | CI assembly -50 mm | PLA | V | 006 | NA | 000 | 00 |  |  | Nos
PLAV007NA00000 | Plumbing Accessories | CI assembly - 80 mm | PLA | V | 007 | NA | 000 | 00 |  |  | Nos
PLAV008NA00000 | Plumbing Accessories | CI assembly -100 mm | PLA | V | 008 | NA | 000 | 00 |  |  | Nos
PLAV009NA0000 | Plumbing Accessories | CI assembly- 125 mm | PLA | V | 009 | NA | 000 | 0 |  |  | Nos
PLAV010NA00000 | Plumbing Accessories | CI assembly- 150 mm | PLA | V | 010 | NA | 000 | 00 |  |  | Nos
PLAI005NA00000 | Plumbing Accessories | CEMENT D JOINTWith Nut Bolt -50 mm | PLA | I | 005 | NA | 000 | 00 |  |  | Nos
PLAI006NA00000 | Plumbing Accessories | CEMENT D JOINT Nut Bolt - 80 mm | PLA | I | 006 | NA | 000 | 00 |  |  | Nos
PLAI007NA00000 | Plumbing Accessories | CEMENT D JOINT With Nut Bolt -100 mm | PLA | I | 007 | NA | 000 | 00 |  |  | Nos
PLAI008NA00000 | Plumbing Accessories | CEMENT D JOINT With Nut Bolt- 125 mm | PLA | I | 008 | NA | 000 | 00 |  |  | Nos
PLAI009NA00000 | Plumbing Accessories | CEMENT D JOINT With Nut Bolt- 150 mm | PLA | I | 009 | NA | 000 | 00 |  |  | Nos
PLAD602NA00000 | Plumbing Accessories | 6 KG PVC PIPE -80 mm | PLA | D | 602 | NA | 000 | 00 |  |  | Mtr
PLAD603NA00000 | Plumbing Accessories | 10 KG PVC PIPE-100 mm | PLA | D | 603 | NA | 000 | 00 |  |  | Mtr
PLAD605NA00000 | Plumbing Accessories | 10 KG PVC PIPE-150 mm | PLA | D | 605 | NA | 000 | 00 |  |  | Mtr
PLAI001ST00000 | Plumbing Accessories | Thread Teflon Tape (PTFE) | PLA | I | 001 | ST | 000 | 00 |  |  | Nos
MISO101NA00000 | Plumbing Accessories | 1 Phase 170-270 V AC 12 Amp Stabilizer | MIS | O | 101 | NA | 000 | 00 |  |  | Nos
PLAN009ST00000 | Plumbing Accessories | GI Bushing 1/2 " to 3/8" | PLA | N | 009 | ST | 000 | 00 |  |  | Nos
PLAX201SP00600 | Plumbing Accessories | FRP DRUM 100 LTR FOR CHLORINE DOSING With 5 mm Thickness and 8 KG Weight | PLA | X | 201 | SP | 006 | 00 |  |  | Nos
PLAR010NA00000 | Plumbing Accessories | 1/2" Medium Grade UPVC BAND | PLA | R | 010 | NA | 000 | 00 |  |  | Nos
PLAR011NA00000 | Plumbing Accessories | 1/2" Male Socket | PLA | R | 011 | NA | 000 | 00 |  |  | Nos
PLAR012NA00000 | Plumbing Accessories | 1/2" Female Socket | PLA | R | 012 | NA | 000 | 00 |  |  | Nos
PLAN802ST00000 | Plumbing Accessories | GI Reducer 1/2" to 1/4" | PLA | N | 802 | ST | 000 | 00 |  |  | Nos
PLAO701NA00000 | Plumbing Accessories | 1/4" PVC T Connector For Dosing | PLA | O | 701 | NA | 000 | 00 |  |  | Nos
PLNB011NA00000 | Plumbing Accessories | 1/4" PVC Pipe For Dosing | PLN | B | 011 | NA | 000 | 00 |  |  | Nos
PLAN002NA00000 | Plumbing Accessories | 1/2" GI Female Socket | PLA | N | 002 | NA | 000 | 00 |  |  | Nos
CIMB006AB00000 | CIMCON Products | CIMCON MAKE MODEM-4G Modem | CIM | B | 006 | AB | 000 | 00 |  |  | Nos
CIMB002AB00000 | CIMCON Products | CIMCON MAKE RTU 3000 | CIM | B | 002 | AB | 000 | 00 |  |  | Nos
CIMB005AB00000 | CIMCON Products | CIMCON MAKE iRTU 6000 ++ | CIM | B | 005 | AB | 000 | 00 |  |  | Nos
CIMB0030300000 | CIMCON Products | CIMCON MAKE RTU 6000-32 DI-16 DO | CIM | B | 003 | 03 | 000 | 00 |  |  | Nos
CIMB0030500000 | CIMCON Products | CIMCON MAKE RTU 6000 REDUNDANT SYTEM | CIM | B | 003 | 05 | 000 | 00 |  |  | Nos
CIMB0030400000 | CIMCON Products | CIMCON MAKE RTU 6000-32 DI-32 DO | CIM | B | 003 | 04 | 000 | 00 |  |  | Nos
CIMB001AB00000 | CIMCON Products | CIMCON MAKE iRTU 1000 | CIM | B | 001 | AB | 000 | 00 |  |  | Nos
CIMB003SM00100 | CIMCON Products | CIMCON SMPS 24 V DC | CIM | B | 003 | SM | 001 | 00 |  |  | Nos
CIMB003SM00200 | CIMCON Products | CIMCON SMPS 12/5 V DC | CIM | B | 003 | SM | 002 | 00 |  |  | Nos
CIMB003AD00000 | CIMCON Products | IO CARD - 6000 | CIM | B | 003 | AD | 000 | 00 |  |  | Nos
CIMC004GS00000 | CIMCON Products | GST manual call point | CIM | C | 004 | GS | 000 | 00 |  |  | Nos
CIMB0030200000 | CIMCON Products |  | CIM | B | 003 | 02 | 000 | 00 |  |  | Nos
CIMB006AB00000 | CIMCON Products |  | CIM | B | 006 | AB | 000 | 00 |  |  | Nos
CIMC005GS00000 | CIMCON Products | GST-200 Interface card | CIM | C | 005 | GS | 000 | 00 |  |  | Nos
CIMB004NA00000 | CIMCON Products | CIMCON MAKE IRTU 9000 | CIM | B | 004 | NA | 000 | 00 |  |  | Nos
CIMB003NA00300 | CIMCON Products | CIMCON MAKE SPD FOR RTU 6000 | CIM | B | 003 | NA | 003 | 00 |  |  | Nos
CIMB003NA00400 | CIMCON Products | CIMCON MAKE ANTENNA FOR iRTU 6000 | CIM | B | 003 | NA | 004 | 00 |  |  | Nos
CIMB003HM00000 | CIMCON Products | CIMCON MAKE KBD | CIM | B | 003 | HM | 000 | 00 |  |  | Nos
CIMCB003IO0000 | CIMCON Products | CIMCON MAKE IO CARD of iRTU 6000 | CIM | C | B00 | 3I | O00 | 00 |  |  | Nos
CIMCB003CP0000 | CIMCON Products | CIMCON MAKE CPU of iRTU 6000 | CIM | C | B00 | 3C | P00 | 00 |  |  | Nos
CIMCB003IT0000 | CIMCON Products | CIMCON MAKE IO TB of IRTU 6000 | CIM | C | B00 | 3I | T00 | 00 |  |  | Nos
CIMCB003DT0000 | CIMCON Products | CIMCON MAKE DO TB of IRTU 6000 | CIM | C | B00 | 3D | T00 | 00 |  |  | Nos
CIMB003AD00000 | CIMCON Products | CIMCON MAKE RTU 6000-16 DI-16 DO | CIM | B | 003 | AD | 000 | 00 |  |  | Nos
CIMB009AB00000 | CIMCON Products | iRTU 6000+ | CIM | B | 009 | AB | 000 | 00 |  |  | Nos
CIMB010AB00000 | CIMCON Products | My IR | CIM | B | 010 | AB | 000 | 00 |  |  | Nos
CIMB013AB00000 | CIMCON Products | ExM-IOC2 -24 DI, 16 DO, 8AI | CIM | B | 013 | AB | 000 | 00 |  |  | Nos
CIMB006GM00000 | CIMCON Products | Rtu 6000++ inbuilt Modem | CIM | B | 006 | GM | 000 | 00 |  |  | Nos
CIMC011LR00000 | CIMCON Products | LRTU3000 | CIM | C | 011 | LR | 000 | 00 |  |  | Nos
CIMC012LR00000 | CIMCON Products | LRTU1000 | CIM | C | 012 | LR | 000 | 00 |  |  | Nos
CIMC013LR00000 | CIMCON Products | Lora Gateway | CIM | C | 013 | LR | 000 | 00 |  |  | Nos
CIMB016AB00000 | CIMCON Products | ExM-IOC1 -24 DI, 16 DO, 8AO | CIM | B | 016 | AB | 000 | 00 |  |  | Nos
CIMB019AB00000 | CIMCON Products | GSM MODEM SIM900 | CIM | B | 019 | AB | 000 | 00 |  |  | Nos
CIMF029AB00000 | CIMCON Products | iRTS -20 , GSM BASE DATA LOGGER FOR COMPUTERISED TEST STATION UNIT (CTSU) | CIM | F | 029 | AB | 000 | 00 |  |  | Nos
ITSO0010100100 | IT |  | ITS | O | 001 | 01 | 001 | 00 |  |  | Nos
ITSO0040200000 | IT | FIELD SENSE SUPPORT FOR SITE PERSON REPORTING | ITS | O | 004 | 02 | 000 | 00 |  |  | Nos
ITSO0050200000 | IT | FIELD SENSE SOFTWARE FOR SITE PERSON REPORTING | ITS | O | 005 | 02 | 000 | 00 |  |  | Nos
ITSO0060300000 | IT |  | ITS | O | 006 | 03 | 000 | 00 |  |  | Nos
ITSA0010100202 | IT | MICROSOFT SQL SERVER 2012 R2 | ITS | A | 001 | 01 | 002 | 02 |  |  | Nos
ITSA0080100202 | IT | MICROSOFT WINDOWS SERVER 2012 R2 | ITS | A | 008 | 01 | 002 | 02 |  |  | Nos
ITSC000NA00000 | IT | IT COMBINE CODE WITH SCADA | ITS | C | 000 | NA | 000 | 00 |  |  | Nos
ITSO012NA00000 | IT | VMS software (for Camera) | ITS | O | 012 | NA | 000 | 00 |  |  | Nos
ITSC0130500000 | IT | iEdge 360 Platform Lic. (Cimcon think board Software) | ITS | C | 013 | 05 | 000 | 00 |  |  | Nos
ITSC0140500000 | IT | Application development (Cimcon Software) | ITS | C | 014 | 05 | 000 | 00 |  |  | Nos
ITSC0140600000 | IT | Mobile App (android/iOS) | ITS | C | 014 | 06 | 000 | 00 |  |  | Nos
ITSA0150100000 | IT | MS Office licensed oftwares 2019 | ITS | A | 015 | 01 | 000 | 00 |  |  | Nos
ITSO0070000000 | IT | License Windows 10 pro(64bit)) | ITS | O | 007 | 00 | 000 | 00 |  |  | Nos
ITSA0160100000 | IT | Office licensed softwares 2019 | ITS | A | 016 | 01 | 000 | 00 |  |  | Nos
TOOM001ME00000 | Tools | MECO MULTIMETER MECO 45CF | TOO | M | 001 | ME | 000 | 00 |  |  | Nos
TOOM006TL00000 | Tools | MEASURING TAPE | TOO | M | 006 | TL | 000 | 00 |  |  | Nos
TOOM007TL00000 | Tools | VERNIER CALIPER 0 TO 300 MM | TOO | M | 007 | TL | 000 | 00 |  |  | Nos
TOOT002TP00000 | Tools | SCREW DRIVER TAPARIA | TOO | T | 002 | TP | 000 | 00 |  |  | Nos
TOOT003TP00000 | Tools | TESTER TAPARIA | TOO | T | 003 | TP | 000 | 00 |  |  | Nos
TOOT008NA00000 | Tools | HAMMER | TOO | T | 008 | NA | 000 | 00 |  |  | Nos
TOOT009NA00000 | Tools | CRIMPING TOOLS | TOO | T | 009 | NA | 000 | 00 |  |  | Nos
TOOT005NA00000 | Tools | WIRE STRIPPER | TOO | T | 005 | NA | 000 | 00 |  |  | Nos
TOOT010NA00000 | Tools | WIRE CUTTER | TOO | T | 010 | NA | 000 | 00 |  |  | Nos
TOOT004TP00000 | Tools | PLIER | TOO | T | 004 | TP | 000 | 00 |  |  | Nos
TOOA001HI00000 | Tools | SAFETY SHOES | TOO | A | 001 | HI | 000 | 00 |  |  | Nos
TOOA002UN00000 | Tools | SAFETY HELMET | TOO | A | 002 | UN | 000 | 00 |  |  | Nos
TOOA003ST00000 | Tools | safety Googles | TOO | A | 003 | ST | 000 | 00 |  |  | Nos
TOOB001NA00000 | Tools | Drill Machine | TOO | B | 001 | NA | 000 | 00 |  |  | Nos
CIVC000XX00000 | Civil |  | CIV | C | 000 | XX | 000 | 00 |  |  | Job
CIVE000XX00000 | Civil | False Ceiling | CIV | E | 000 | XX | 000 | 00 |  |  | Job
MISA005SC00000 | Unique Code |  | MIS | A | 005 | SC | 000 | 00 |  |  | Nos
MISB001SA00000 | Unique Code |  | MIS | B | 001 | SA | 000 | 00 |  |  | Nos
MISB002SA00000 | Unique Code |  | MIS | B | 002 | SA | 000 | 00 |  |  | Nos
MISB010SA00000 | Unique Code |  | MIS | B | 010 | SA | 000 | 00 |  |  | Nos
MISB011SA00000 | Unique Code |  | MIS | B | 011 | SA | 000 | 00 |  |  | Nos
MISB003SA00000 | Unique Code |  | MIS | B | 003 | SA | 000 | 00 |  |  | Nos
MISBOO4SA0000 | Unique Code |  | MIS | B | OO4 | SA | 000 | 0 |  |  | Nos
MISB012TH00000 | Unique Code |  | MIS | B | 012 | TH | 000 | 00 |  |  | Nos
MISB013TH00000 | Unique Code |  | MIS | B | 013 | TH | 000 | 00 |  |  | Nos
MISC014BA00000 | Unique Code |  | MIS | C | 014 | BA | 000 | 00 |  |  | Nos
MISD001SA00000 | Unique Code |  | MIS | D | 001 | SA | 000 | 00 |  |  | Nos
MISD009SC01100 | Unique Code |  | MIS | D | 009 | SC | 011 | 00 |  |  | Nos
MISD010LT00000 | Unique Code |  | MIS | D | 010 | LT | 000 | 00 |  |  | Nos
MISE001AE00000 | Unique Code |  | MIS | E | 001 | AE | 000 | 00 |  |  | Nos
MISE002AE00000 | Unique Code |  | MIS | E | 002 | AE | 000 | 00 |  |  | Nos
MISF001CH00000 | Unique Code | SODIYAM HYPOCHLORIDE | MIS | F | 001 | CH | 000 | 00 |  |  | Nos
MISF002CH00000 | Unique Code | DISTILLED WATER | MIS | F | 002 | CH | 000 | 00 |  |  | Nos
MISF003CH00000 | Unique Code | MAGNETIC STIRRER WITH HOTPLATE 2 LTR | MIS | F | 003 | CH | 000 | 00 |  |  | Nos
MISF004CH00000 | Unique Code | MAGNET PTFE | MIS | F | 004 | CH | 000 | 00 |  |  | Nos
MISF005DP00000 | Unique Code | GRAD.PIPETTE 10 ML LALCO | MIS | F | 005 | DP | 000 | 00 |  |  | Nos
MISF006DP00000 | Unique Code | CONICAL 250 ML | MIS | F | 006 | DP | 000 | 00 |  |  | Nos
MISF007DP00000 | Unique Code | CONICAL 500 ML | MIS | F | 007 | DP | 000 | 00 |  |  | Nos
MISF008DP00000 | Unique Code | CONICAL 1000 ML | MIS | F | 008 | DP | 000 | 00 |  |  | Nos
MISF009DP00000 | Unique Code | BEAKER 500 ML LALCO | MIS | F | 009 | DP | 000 | 00 |  |  | Nos
MISF010DP00000 | Unique Code | BEAKER 1000 ML LALCO | MIS | F | 010 | DP | 000 | 00 |  |  | Nos
MISF011SH00000 | Unique Code | SENSOR TESTING ADOPTER | MIS | F | 011 | SH | 000 | 00 |  |  | Nos
MISF012CH00000 | Unique Code | 4000 NTU SOLUTIION STANDARD | MIS | F | 012 | CH | 000 | 00 |  |  | Nos
MISG101PB00000 | Unique Code | PREELAM BOARD WOODEM | MIS | G | 101 | PB | 000 | 00 |  |  | Nos
MISH001SP00000 | Unique Code | TROLLY FOR LEVEL SENSOR TESTING WITH STAND AND TRANSPORTAION | MIS | H | 001 | SP | 000 | 00 |  |  | Nos
MISF013KR00000 | Unique Code | RO WATER PUMP WITH PU WHITE PIPE | MIS | F | 013 | KR | 000 | 00 |  |  | Nos
MISE001SR00000 | Unique Code |  | MIS | E | 001 | SR | 000 | 00 |  |  | Nos
MISJ001AZ01500 | Unique Code | WEATHER STATION SENSOR AZISTA MAKE | MIS | J | 001 | AZ | 015 | 00 |  |  | Nos
MISK001JA01600 | Unique Code | SOLID SHAFT ENCODER | MIS | K | 001 | JA | 016 | 00 |  |  | Nos
MISM001EN01900 | Unique Code | 500 X 500 ELECTRONIC WEIGHING SCALE 100 Kg X 10 gm | MIS | M | 001 | EN | 019 | 00 |  |  | Nos
MISN001XY02001 | Unique Code | SL-1500 - 20 m - XYLEM SONETEK MAKE | MIS | N | 001 | XY | 020 | 01 |  |  | Nos
MISN001XY02101 | Unique Code | SL-500 - 20-120 m - XYLEM SONETEK MAKE | MIS | N | 001 | XY | 021 | 01 |  |  | Nos
MISE003MT00000 | Unique Code | 100 WATT SOLAR PLATE WITH 12V/40 AH BATTERY | MIS | E | 003 | MT | 000 | 00 |  |  | Nos
MISH003KI00000 | Unique Code | ALUMINUM FABRICATED LADDER FOR ADVM SENSOR | MIS | H | 003 | KI | 000 | 00 |  |  | Nos
MISH004KI00000 | Unique Code | DAM GATE DESIGN FABRICATION STRUCTURE | MIS | H | 004 | KI | 000 | 00 |  |  | Nos
MISO000MT00000 | Unique Code | Microtek Solar Inverter | MIS | O | 000 | MT | 000 | 00 |  |  | Nos
MISP042MT00000 | Unique Code | Microtek 12V/40AH Battery | MIS | P | 042 | MT | 000 | 00 |  |  | Nos
MISP043MT00000 | Unique Code | Microtek 12V/75AH Battery | MIS | P | 043 | MT | 000 | 00 |  |  | Nos
MISQ044NA00000 | Unique Code | Ropar RTU Gate Panel Lot -1 | MIS | Q | 044 | NA | 000 | 00 |  |  | Nos
MISO046NA00000 | Unique Code | Ropar Solar Billing | MIS | O | 046 | NA | 000 | 00 |  |  | Nos
MISQ045NA00000 | Unique Code | Ropar Master RTU Panel | MIS | Q | 045 | NA | 000 | 00 |  |  | Nos
MISR047NA00000 | Unique Code | Ropar Workstation | MIS | R | 047 | NA | 000 | 00 |  |  | Nos
MISR048NA00000 | Unique Code | Ropar IT hardware | MIS | R | 048 | NA | 000 | 00 |  |  | Nos
MISB049CI00000 | Unique Code | iCl+iTU with wiman modem and panel | MIS | B | 049 | CI | 000 | 00 |  |  | Nos
MISB050NA00000 | Unique Code | Mini RTU with Soft starter Panel for 4129 | MIS | B | 050 | NA | 000 | 00 |  |  | Nos
MISP051EX00000 | Unique Code | 12V/18 AH BATTERY EXIDE MAKE | MIS | P | 051 | EX | 000 | 00 |  |  | Nos
MISQ052NA00000 | Unique Code | Ropar RTU Gate Panel Lot -2 | MIS | Q | 052 | NA | 000 | 00 |  |  | Nos
MISQ053NA00000 | Unique Code | T W AUTOMATION SYS FOR PUMP PLANT 7.5HP - Affcons+ SCL | MIS | Q | 053 | NA | 000 | 00 |  |  | Nos
MISQ054NA00000 | Unique Code | T W AUTOMATION SYS FOR PUMP PLANT 10HP - Affcons + SCL | MIS | Q | 054 | NA | 000 | 00 |  |  | Nos
MISQ055NA00000 | Unique Code | T W AUTOMATION SYS FOR PUMP PLANT 12.5HP - Affcons + SCL | MIS | Q | 055 | NA | 000 | 00 |  |  | Nos
MISQ056NA00000 | Unique Code | T W AUTOMATION SYS FOR PUMP PLANT 15HP - Affcons + SCL | MIS | Q | 056 | NA | 000 | 00 |  |  | Nos
MISQ057NA00000 | Unique Code | T W AUTOMATION SYS FOR PUMP PLANT 17.5HP - Affcons + SCL | MIS | Q | 057 | NA | 000 | 00 |  |  | Nos
MISQ058NA00000 | Unique Code | T W AUTOMATION SYS FOR PUMP PLANT 20HP - Affcons + SCL | MIS | Q | 058 | NA | 000 | 00 |  |  | Nos
MISQ059NA00000 | Unique Code | T W AUTOMATION SYS FOR PUMP PLANT 25 HP - Affcons + SCL | MIS | Q | 059 | NA | 000 | 00 |  |  | Nos
MISS060NA00000 | Unique Code | CERT-IN audit certificate for WEBSCANET -4118 | MIS | S | 060 | NA | 000 | 00 |  |  | Nos
MISO061NA00000 | Unique Code | Ropar Solar Billing -Lot-3 | MIS | O | 061 | NA | 000 | 00 |  |  | Nos
MISQ062NA00000 | Unique Code | Ropar RTU Gate Panel Billing Lot -3 | MIS | Q | 062 | NA | 000 | 00 |  |  | Nos
MISH006NA00000 | Unique Code | FABRICATE ROUND MS PLATE FOR CAMERA JB | MIS | H | 006 | NA | 000 | 00 |  |  | Nos
MISQ063NA00000 | Unique Code | 4138 - Panel 15 HP SD | MIS | Q | 063 | NA | 000 | 00 |  |  | Nos
MIST064NA00000 | Unique Code | 8104_G Cable and Accessories Billing , CABF301KE00003, CABF403KE00003, CABF901KE00003 | MIS | T | 064 | NA | 000 | 00 |  |  | Nos
MISI002MS01400 | Unique Code |  | MIS | I | 002 | MS | 014 | 00 |  |  | Nos
MISV004NA00000 | Unique Code |  | MIS | V | 004 | NA | 000 | 00 |  |  | Nos
MISR065NA00000 | Unique Code | Mobile Phone | MIS | R | 065 | NA | 000 | 00 |  |  | Nos
MISV001SA00000 | Unique Code |  | MIS | V | 001 | SA | 000 | 00 |  |  | Nos
MISQ066NA00000 | Unique Code | 4107_A-RTU & Panel Spares | MIS | Q | 066 | NA | 000 | 00 |  |  | Nos
MISQ067NA00000 | Unique Code | 4144_L&T SCADA SYSTEM | MIS | Q | 067 | NA | 000 | 00 |  |  | Nos
MISQ068NA00000 | Unique Code | Earthing System for PNC | MIS | Q | 068 | NA | 000 | 00 |  |  | Nos
MISB069NA00000 | Unique Code | Mini RTU with scada Panel for 4151 | MIS | B | 069 | NA | 000 | 00 |  |  | Nos
MISE002NA00000 | Unique Code |  | MIS | E | 002 | NA | 000 | 00 |  |  | Nos
MISX000NA00000 | Unique Code | Street Light Pole with Installation accessories | MIS | X | 000 | NA | 000 | 00 |  |  | Nos
MISQ070NA00000 | Unique Code | FILTERBED AUTOMATION PANEL WITH RTU9000,HMI , MODEM | MIS | Q | 070 | NA | 000 | 00 |  |  | Nos
MISQ071NA00000 | Unique Code | 6 Nos PUMP INTEKWELL AUTOMATION PANEL WITH RTU6000,MODEM,HMI,External DI Card | MIS | Q | 071 | NA | 000 | 00 |  |  | Nos
MISQ072NA00000 | Unique Code | 5 Nos PUMP AUTOMATION PANEL WITH RTU6000,MODEM,HMI,External DI Card | MIS | Q | 072 | NA | 000 | 00 |  |  | Nos
MISQ073NA00000 | Unique Code | 3 Nos PUMP INTEKWELL AUTOMATION PANEL WITH RTU6000,MODEM,HMI | MIS | Q | 073 | NA | 000 | 00 |  |  | Nos
MISQ074NA00000 | Unique Code | 9 Nos PUMP INTEKWELL AUTOMATION PANEL WITH RTU6000,MODEM,HMI,External DI Card | MIS | Q | 074 | NA | 000 | 00 |  |  | Nos
MISY000NA00000 | Unique Code | 25 A Bridge Rectifier for 3-Ph AC to DC Convert | MIS | Y | 000 | NA | 000 | 00 |  |  | Nos
MISQ075NA00000 | Unique Code | T W AUTOMATION SYS FOR PUMP PLANT 30 HP - Affcons+ SCL | MIS | Q | 075 | NA | 000 | 00 |  |  | Nos
MISB016CI00002 | Unique Code | Sankar Vihar VFD panel-1 with VFD 25HP rating , 03 nos. + multifunction meter 03 nos. | MIS | B | 016 | CI | 000 | 02 |  |  | Nos
MISB017CI00002 | Unique Code | Sankar Vihar VFD panel-2 with VFD 50HP rating , 02 nos. + multifunction meter 02 nos. | MIS | B | 017 | CI | 000 | 02 |  |  | Nos
MISB018CI00002 | Unique Code | OLD VRC VFD panel-1 with VFD 50HP rating , 02 nos. + multifunction meter 02 nos. | MIS | B | 018 | CI | 000 | 02 |  |  | Nos
MISB019CI00002 | Unique Code | OLD VRC VFD panel-2 with VFD 50HP rating, 01 nos. & 75 HP 01 Nos. + multifunction meter 02 nos. | MIS | B | 019 | CI | 000 | 02 |  |  | Nos
MISB020CI00002 | Unique Code | NEW VRC VFD panel-1 with VFD 40HP rating, 03 nos., + multifunction meter 03 nos. | MIS | B | 020 | CI | 000 | 02 |  |  | Nos
MISB021CI00002 | Unique Code | NEW VRC VFD panel-2 with VFD 40HP rating, 01 nos. & 50 HP 01Nos. + multifunction meter 02 nos. | MIS | B | 021 | CI | 000 | 02 |  |  | Nos
MISB022CI00002 | Unique Code | Yoginder Vihar VFD panel-1 with VFD 40HP rating 03 nos., + multifunction meter 03 nos. | MIS | B | 022 | CI | 000 | 02 |  |  | Nos
MISB023CI00002 | Unique Code | Anuj Vihar VFD panel-1 with VFD 25HP rating 03 nos., + multifunction meter 03 nos. | MIS | B | 023 | CI | 000 | 02 |  |  | Nos
MISB024CI00002 | Unique Code | Nodal Point 1 additional area level monitoring Panel with 01 nos. SMPS, 01 nos. Process indicator and 1 nos Wiman Modem. | MIS | B | 024 | CI | 000 | 02 |  |  | Nos
MISD015CI00003 | Unique Code | Hardware Accessories (Flange, Nut, Volt, Washer, Anchor fastner,& Gasket) | MIS | D | 015 | CI | 000 | 03 |  |  | Nos
MISQ076NA00000 | Unique Code | GRID BASED TW AUTOMATION PANEL WITH RTU + HMI -7.5 HP | MIS | Q | 076 | NA | 000 | 00 |  |  | Nos
MISQ077NA00000 | Unique Code | GRID BASED TW AUTOMATION PANEL WITH RTU + HMI -12.5 HP | MIS | Q | 077 | NA | 000 | 00 |  |  | Nos
MISQ078NA00000 | Unique Code | GRID BASED TW AUTOMATION PANEL WITH RTU + HMI -17.5 HP | MIS | Q | 078 | NA | 000 | 00 |  |  | Nos
MISQ079NA00000 | Unique Code | GRID BASED TW AUTOMATION PANEL WITH RTU + HMI -25 HP | MIS | Q | 079 | NA | 000 | 00 |  |  | Nos
MISB080CI00000 | Unique Code | iCl+iTU with wiman and panel | MIS | B | 080 | CI | 000 | 00 |  |  | Nos
MISQ081NA00000 | Unique Code | T W AUTOMATION PANEL WITH ONLY ACTUATOR VFD +RTU +HMI | MIS | Q | 081 | NA | 000 | 00 |  |  | Nos
MIST082NA00000 | Unique Code | Cable, Earthing, Cable Tray & Nut Bolt for ANPR Project of JJM | MIS | T | 082 | NA | 000 | 00 |  |  | Nos
MISQ083NA00000 | Unique Code | Automation panel with RTU and 30 hp Star delt and IPC-4158 | MIS | Q | 083 | NA | 000 | 00 |  |  | Nos
MIST084NA00000 | Unique Code | Automation panel with RTU and 15hp Star delt and IPC-4159 | MIS | T | 084 | NA | 000 | 00 |  |  | Nos
MISQ085NA00000 | Unique Code | GRID BASED TW AUTOMATION PANEL WITH RTU + HMI -3 HP | MIS | Q | 085 | NA | 000 | 00 |  |  | Nos
MISQ086NA00000 | Unique Code | GRID BASED TW AUTOMATION PANEL WITH RTU + HMI -5 HP | MIS | Q | 086 | NA | 000 | 00 |  |  | Nos
MISA087NA00000 | Unique Code | PANEL WITH SOLAR VFD & W/O RTU- 15 HP | MIS | A | 087 | NA | 000 | 00 |  |  | Nos
MISA088NA00000 | Unique Code | PANEL WITH SOLAR VFD & W/O RTU- 17.5 HP | MIS | A | 088 | NA | 000 | 00 |  |  | Nos
MISA089NA00000 | Unique Code | PANEL WITH SOLAR VFD & W/O RTU- 25 HP | MIS | A | 089 | NA | 000 | 00 |  |  | Nos
MISX090NA00000 | Unique Code | SOLAR LED WITH BATTERY+SOLAR PANEl+POLE +Accessoies | MIS | X | 090 | NA | 000 | 00 |  |  | Nos
MISQ091NA00000 | Unique Code | T W AUTOMATION SYS FOR PUMP PLANT 7.5HP - VFD+HMI+CABLE | MIS | Q | 091 | NA | 000 | 00 |  |  | Nos
MISX092NA00000 | Unique Code | SOLAR LED WITH BATTERY+SOLAR PANEl+POLE +Accessoies for Mudrika | MIS | X | 092 | NA | 000 | 00 |  |  | Nos
MIST093NA00000 | Unique Code | 4158_A AND 4159_B Cable Billing item code | MIS | T | 093 | NA | 000 | 00 |  |  | Nos
MISQ094NA00000 | Unique Code | T W AUTOMATION SYS FOR PUMP PLANT 10HP - VFD+HMI+CABLE | MIS | Q | 094 | NA | 000 | 00 |  |  | Nos
MISB095NA00000 | Unique Code | Combine Item Code For Project 4161-WTP Bramhapuri Chandrapur Material | MIS | B | 095 | NA | 000 | 00 |  |  | Nos
MISD096NA00000 | Unique Code | AC 1.5 TON | MIS | D | 096 | NA | 000 | 00 |  |  | Nos
MISA097NA00000 | Unique Code | EDGE RTU/Gateway WITH 4G MODEM RS 485: 1 Nos Lan Port : 1 Nos HDMI Port: 1 Nos Certifications Communication Protocol: MQTT with TLS/DTLS/AES standards OTA:Yes Remote Configuration: Yes | MIS | A | 097 | NA | 000 | 00 |  |  | Nos
MISQ098NA00000 | Unique Code | 40 HP LT PANEL WITH 3 NOS STAR-DELTA STARTER,APR, RTU ,ENERGY METER & MODEM | MIS | Q | 098 | NA | 000 | 00 |  |  | Nos
MISO002NA00000 | Unique Code | 2 KW Solar Inverter | MIS | O | 002 | NA | 000 | 00 |  |  | Nos
MISP001NA00000 | Unique Code | 12 V /150 Ah Tabular Battery | MIS | P | 001 | NA | 000 | 00 |  |  | Nos
MISR000NA00000 | Unique Code | VMS Software, HDD 1TB, NVR, POE switch, DVR rack and camera and switch mounting box. | MIS | R | 000 | NA | 000 | 00 |  |  | Nos
MISQ100NA00000 | Unique Code | 100 AMP APR GRID BASED TW AUTOMATION PANEL WITH RTU + HMI+1 KVA UPS+ BATTERY -5 HP | MIS | Q | 100 | NA | 000 | 00 |  |  | Nos
MISQ101NA00000 | Unique Code | 100 AMP APR GRID BASED TW AUTOMATION PANEL WITH RTU + HMI+1 KVA UPS+ BATTERY -7.5 HP | MIS | Q | 101 | NA | 000 | 00 |  |  | Nos
MISQ102NA00000 | Unique Code | 100 AMP APR GRID BASED TW AUTOMATION PANEL WITH RTU + HMI+1 KVA UPS+ BATTERY -15 HP | MIS | Q | 102 | NA | 000 | 00 |  |  | Nos
MISQ103NA00000 | Unique Code | 100 AMP APR GRID BASED TW AUTOMATION PANEL WITH RTU + HMI+1 KVA UPS+ BATTERY -17.5 HP | MIS | Q | 103 | NA | 000 | 00 |  |  | Nos
MISQ104NA00000 | Unique Code | 100 AMP APR GRID BASED TW AUTOMATION PANEL WITH RTU + HMI+1 KVA UPS+ BATTERY -20 HP | MIS | Q | 104 | NA | 000 | 00 |  |  | Nos
MISX105NA00000 | Unique Code | SOLAR LED WITH BATTERY+SOLAR PANEl+POLE +Accessoies For AFCON | MIS | X | 105 | NA | 000 | 00 |  |  | Nos
MISA106NA00000 | Unique Code | Supply, installation, testing and Commissioning of following RTU Spares for Two nos pump and one no three phase panel - I | MIS | A | 106 | NA | 000 | 00 |  |  | Nos
MISA107NA00000 | Unique Code | Supply, installation, testing and Commissioning of following RTU Spares for Two nos pump and one no three phase panel - II | MIS | A | 107 | NA | 000 | 00 |  |  | Nos
MISD108NA00000 | Unique Code | 4167- Ludhiana Division No-1 Flow Meter | MIS | D | 108 | NA | 000 | 00 |  |  | Nos
MISD109NA00000 | Unique Code | 4167- Ludhiana Division No-3 Flow Meter | MIS | D | 109 | NA | 000 | 00 |  |  | Nos
MISD110NA00000 | Unique Code | 4167- Div. No.-2 Ptk Flow Meter | MIS | D | 110 | NA | 000 | 00 |  |  | Nos
MISD111NA00000 | Unique Code | 4167- S.B.S Nagar Flow Meter | MIS | D | 111 | NA | 000 | 00 |  |  | Nos
MISD112NA00000 | Unique Code | 4167- Pressure Transmitter | MIS | D | 112 | NA | 000 | 00 |  |  | Nos
MISD113NA00000 | Unique Code | 4167- Ludhiana Division No-1 Wafer type butter fly valve with actuator | MIS | D | 113 | NA | 000 | 00 |  |  | Nos
MISD114NA00000 | Unique Code | 4167- Ludhiana Division No-1 Soft starter based starter panel with RTU | MIS | D | 114 | NA | 000 | 00 |  |  | Nos
MISD115NA00000 | Unique Code | 4167- Display units at District level | MIS | D | 115 | NA | 000 | 00 |  |  | Nos
MISD116NA00000 | Unique Code | 4167- Ludhiana Division No-3 Soft starter based starter panel with RTU | MIS | D | 116 | NA | 000 | 00 |  |  | Nos
MISD117NA00000 | Unique Code | 4167- Div. No.-2 Ptk Soft starter based starter panel with RTU | MIS | D | 117 | NA | 000 | 00 |  |  | Nos
MISD118NA00000 | Unique Code | 4167- Div. No.-2 PtkWafer type butter fly valve with actuator | MIS | D | 118 | NA | 000 | 00 |  |  | Nos
MISD119NA00000 | Unique Code | 4167-S.B.S Nagar Soft starter based starter panel with RTU | MIS | D | 119 | NA | 000 | 00 |  |  | Nos
MISD120NA00000 | Unique Code | 4167- S.B.S Nagar Wafer type butter fly valve with actuator | MIS | D | 120 | NA | 000 | 00 |  |  | Nos
MISD121NA00000 | Unique Code | 4167-CCR Items | MIS | D | 121 | NA | 000 | 00 |  |  | Nos
MISD122NA00000 | Unique Code | 4167- Computer server | MIS | D | 122 | NA | 000 | 00 |  |  | Nos
MISD123NA00000 | Unique Code | 4167- Cable and accesories Lot-1 | MIS | D | 123 | NA | 000 | 00 |  |  | Nos
MISB124NA00000 | Unique Code | Combine Item Code For Project 4171-WTP KAMPTEE Material | MIS | B | 124 | NA | 000 | 00 |  |  | Nos
MISA125CI00000 | Unique Code | PLC based Automation Panel suitable for control and monitoring for Sankar Vihar Pump House | MIS | A | 125 | CI | 000 | 00 |  |  | Nos
MISA126CI00000 | Unique Code | PLC based Automation Panel suitable for control and monitoring for OLD VRC Pump House | MIS | A | 126 | CI | 000 | 00 |  |  | Nos
MISA127CI00000 | Unique Code | PLC based Automation Panel suitable for control and monitoring for NEW VRC Pump House | MIS | A | 127 | CI | 000 | 00 |  |  | Nos
MISA128CI00000 | Unique Code | PLC based Automation Panel suitable for control and monitoring for Yoginder Pump House | MIS | A | 128 | CI | 000 | 00 |  |  | Nos
MISA129CI00000 | Unique Code | PLC based Automation Panel suitable for control and monitoring for Anuj Vihar Pump House | MIS | A | 129 | CI | 000 | 00 |  |  | Nos
MISA130CI00000 | Unique Code | PLC based Automation Panel suitable for control and monitoring for Vikram Vihar Pump House | MIS | A | 130 | CI | 000 | 00 |  |  | Nos
MISA131CI00000 | Unique Code | PLC based Automation Panel suitable for control and monitoring for Nodal Point-1 Pump House | MIS | A | 131 | CI | 000 | 00 |  |  | Nos
MISR001NA00000 | Unique Code | INTEL XEON Processor / Latest,DDR4 DIMMs at up to 2400 MT/s 12 DIMM: 128 GB, 4*1.2TB Raid with rack mounting | MIS | R | 001 | NA | 000 | 00 |  |  | Nos
MISD132NA00000 | Unique Code | 4167- Faridkot Flow Meter | MIS | D | 132 | NA | 000 | 00 |  |  | Nos
MISD133NA00000 | Unique Code | 4167- Mansa-02 Flow Meter | MIS | D | 133 | NA | 000 | 00 |  |  | Nos
MISD134NA00000 | Unique Code | 4167- Barnala Flow Meter | MIS | D | 134 | NA | 000 | 00 |  |  | Nos
MISD135NA00000 | Unique Code | 4167- Gurdaspur Div,-02 Flow Meter | MIS | D | 135 | NA | 000 | 00 |  |  | Nos
MISD136NA00000 | Unique Code | 4167- Sri Fatehgarh Sahib Flow Meter | MIS | D | 136 | NA | 000 | 00 |  |  | Nos
MISD137NA00000 | Unique Code | 4167- Kapurthala Flow Meter | MIS | D | 137 | NA | 000 | 00 |  |  | Nos
MISD138NA00000 | Unique Code | 4167- Jalandhar Div,01 Flow Meter | MIS | D | 138 | NA | 000 | 00 |  |  | Nos
MISD139NA00000 | Unique Code | 4167- Faridkot Wafer type butter fly valve with actuator | MIS | D | 139 | NA | 000 | 00 |  |  | Nos
MISD140NA00000 | Unique Code | 4167- Mansa-02 Wafer type butter fly valve with actuator | MIS | D | 140 | NA | 000 | 00 |  |  | Nos
MISD141NA00000 | Unique Code | 4167- Barnala Flow Wafer type butter fly valve with actuator | MIS | D | 141 | NA | 000 | 00 |  |  | Nos
MISD142NA00000 | Unique Code | 4167- Gurdaspur Div,-02 Wafer type butter fly valve with actuator | MIS | D | 142 | NA | 000 | 00 |  |  | Nos
MISD143NA00000 | Unique Code | 4167- Sri Fatehgarh Sahib Wafer type butter fly valve with actuator | MIS | D | 143 | NA | 000 | 00 |  |  | Nos
MISD144NA00000 | Unique Code | 4167- Kapurthala Wafer type butter fly valve with actuator | MIS | D | 144 | NA | 000 | 00 |  |  | Nos
MISD145NA00000 | Unique Code | 4167- Jalandhar Div,01 Wafer type butter fly valve with actuator | MIS | D | 145 | NA | 000 | 00 |  |  | Nos
MISD146NA00000 | Unique Code | 4167- Faridkot Soft starter based starter panel with RTU | MIS | D | 146 | NA | 000 | 00 |  |  | Nos
MISD147NA00000 | Unique Code | 4167- Mansa-02 Soft starter based starter panel with RTU | MIS | D | 147 | NA | 000 | 00 |  |  | Nos
MISD148NA00000 | Unique Code | 4167- Barnala Flow Soft starter based starter panel with RTU | MIS | D | 148 | NA | 000 | 00 |  |  | Nos
MISD149NA00000 | Unique Code | 4167- Gurdaspur Div,-02 Soft starter based starter panel with RTU | MIS | D | 149 | NA | 000 | 00 |  |  | Nos
MISD150NA00000 | Unique Code | 4167- Sri Fatehgarh Sahib Soft starter based starter panel with RTU | MIS | D | 150 | NA | 000 | 00 |  |  | Nos
MISD151NA00000 | Unique Code | 4167- Kapurthala Soft starter based starter panel with RTU | MIS | D | 151 | NA | 000 | 00 |  |  | Nos
MISD152NA00000 | Unique Code | 4167- Jalandhar Div,01 Soft starter based starter panel with RTU | MIS | D | 152 | NA | 000 | 00 |  |  | Nos
MISD153NA00000 | Unique Code | 4167- Additional Pump Protection, Energy Sensor to Remote/Automated operation of Pumps operator (to be installed S & S well and /or Boosting Station | MIS | D | 153 | NA | 000 | 00 |  |  | Nos
MISP001NA00000 | Unique Code | 12 V 150 Ah Tubular Battery | MIS | P | 001 | NA | 000 | 00 |  |  | Nos
MISD154NA00000 | Unique Code | 4167- Flow Meter Div No-1 Sri Muktabir Sahib | MIS | D | 154 | NA | 000 | 00 |  |  | Nos
MISD155NA00000 | Unique Code | 4167- Flow Meter Div. No.2 Patiala | MIS | D | 155 | NA | 000 | 00 |  |  | Nos
MISD156NA00000 | Unique Code | 4167- Flow Meter Div No-1 Hoshiarpur | MIS | D | 156 | NA | 000 | 00 |  |  | Nos
MISD157NA00000 | Unique Code | 4167- Flow Meter Div No-2 Hoshiarpur | MIS | D | 157 | NA | 000 | 00 |  |  | Nos
MISD158NA00000 | Unique Code | 4167- Flow Meter Division No.2 Amritsar | MIS | D | 158 | NA | 000 | 00 |  |  | Nos
MISD159NA00000 | Unique Code | 4167- Flow Meter Div No.1, Patiala | MIS | D | 159 | NA | 000 | 00 |  |  | Nos
MISD160NA00000 | Unique Code | 4167- Flow Meter Fazilka | MIS | D | 160 | NA | 000 | 00 |  |  | Nos
MISD161NA00000 | Unique Code | 4167- Flow Meter Fzr At Zira | MIS | D | 161 | NA | 000 | 00 |  |  | Nos
MISD162NA00000 | Unique Code | 4167- Flow Meter Malerkotla | MIS | D | 162 | NA | 000 | 00 |  |  | Nos
MISD163NA00000 | Unique Code | 4167- Flow Meter Sangrur | MIS | D | 163 | NA | 000 | 00 |  |  | Nos
MISD164NA00000 | Unique Code | 4167- Flow Meter No.2, Tarn Taran | MIS | D | 164 | NA | 000 | 00 |  |  | Nos
MISD165NA00000 | Unique Code | 4167- Flow Meter SAS Nagar | MIS | D | 165 | NA | 000 | 00 |  |  | Nos
MISD166NA00000 | Unique Code | 4167- Flow Meter Ropar | MIS | D | 166 | NA | 000 | 00 |  |  | Nos
MISD167NA00000 | Unique Code | 4167- Wafer type butter fly valve with actuator Div No-1 Sri Muktabir Sahib | MIS | D | 167 | NA | 000 | 00 |  |  | Nos
MISD168NA00000 | Unique Code | 4167- Wafer type butter fly valve with actuator Div. No.2 Patiala | MIS | D | 168 | NA | 000 | 00 |  |  | Nos
MISD169NA00000 | Unique Code | 4167- Wafer type butter fly valve with actuator Div No-1 Hoshiarpur | MIS | D | 169 | NA | 000 | 00 |  |  | Nos
MISD170NA00000 | Unique Code | 4167- Wafer type butter fly valve with actuator Div No-2 Hoshiarpur | MIS | D | 170 | NA | 000 | 00 |  |  | Nos
MISD171NA00000 | Unique Code | 4167- Wafer type butter fly valve with actuator Division No.2 Amritsar | MIS | D | 171 | NA | 000 | 00 |  |  | Nos
MISD172NA00000 | Unique Code | 4167- Wafer type butter fly valve with actuator Div No.1, Patiala | MIS | D | 172 | NA | 000 | 00 |  |  | Nos
MISD173NA00000 | Unique Code | 4167- Wafer type butter fly valve with actuator Fazilka | MIS | D | 173 | NA | 000 | 00 |  |  | Nos
MISD174NA00000 | Unique Code | 4167- Wafer type butter fly valve with actuator Fzr At Zira | MIS | D | 174 | NA | 000 | 00 |  |  | Nos
MISD175NA00000 | Unique Code | 4167- Wafer type butter fly valve with actuator Malerkotla | MIS | D | 175 | NA | 000 | 00 |  |  | Nos
MISD176NA00000 | Unique Code | 4167- Wafer type butter fly valve with actuator Sangrur | MIS | D | 176 | NA | 000 | 00 |  |  | Nos
MISD177NA00000 | Unique Code | 4167- Wafer type butter fly valve with actuator No.2, Tarn Taran | MIS | D | 177 | NA | 000 | 00 |  |  | Nos
MISD178NA00000 | Unique Code | 4167- Wafer type butter fly valve with actuator SAS Nagar | MIS | D | 178 | NA | 000 | 00 |  |  | Nos
MISD179NA00000 | Unique Code | 4167- Wafer type butter fly valve with actuator Ropar | MIS | D | 179 | NA | 000 | 00 |  |  | Nos
MISD180NA00000 | Unique Code | 4167- Soft starter based starter panel with RTU Div No-1 Sri Muktabir Sahib | MIS | D | 180 | NA | 000 | 00 |  |  | Nos
MISD181NA00000 | Unique Code | 4167- Soft starter based starter panel with RTU Div. No.2 Patiala | MIS | D | 181 | NA | 000 | 00 |  |  | Nos
MISD182NA00000 | Unique Code | 4167- Soft starter based starter panel with RTU Div No-1 Hoshiarpur | MIS | D | 182 | NA | 000 | 00 |  |  | Nos
MISD183NA00000 | Unique Code | 4167- Soft starter based starter panel with RTU Div No-2 Hoshiarpur | MIS | D | 183 | NA | 000 | 00 |  |  | Nos
MISD184NA00000 | Unique Code | 4167- Soft starter based starter panel with RTU Division No.2 Amritsar | MIS | D | 184 | NA | 000 | 00 |  |  | Nos
MISD185NA00000 | Unique Code | 4167- Soft starter based starter panel with RTU Div No.1, Patiala | MIS | D | 185 | NA | 000 | 00 |  |  | Nos
MISD186NA00000 | Unique Code | 4167- Soft starter based starter panel with RTU Fazilka | MIS | D | 186 | NA | 000 | 00 |  |  | Nos
MISD187NA00000 | Unique Code | 4167- Soft starter based starter panel with RTU Fzr At Zira | MIS | D | 187 | NA | 000 | 00 |  |  | Nos
MISD188NA00000 | Unique Code | 4167- Soft starter based starter panel with RTU Malerkotla | MIS | D | 188 | NA | 000 | 00 |  |  | Nos
MISD189NA00000 | Unique Code | 4167- Soft starter based starter panel with RTU Sangrur | MIS | D | 189 | NA | 000 | 00 |  |  | Nos
MISD190NA00000 | Unique Code | 4167- Soft starter based starter panel with RTU No.2, Tarn Taran | MIS | D | 190 | NA | 000 | 00 |  |  | Nos
MISD191NA00000 | Unique Code | 4167- Soft starter based starter panel with RTU SAS Nagar | MIS | D | 191 | NA | 000 | 00 |  |  | Nos
MISD192NA00000 | Unique Code | 4167- Soft starter based starter panel with RTU Ropar | MIS | D | 192 | NA | 000 | 00 |  |  | Nos
MISD193NA00000 | Unique Code | 4167- Kapurthala Flow Meter- Lot-02 | MIS | D | 193 | NA | 000 | 00 |  |  | Nos
MISD194NA00000 | Unique Code | 4167- Kapurthala Wafer type butter fly valve with actuator Lot-02 | MIS | D | 194 | NA | 000 | 00 |  |  | Nos
MISD195NA00000 | Unique Code | 4167- Kapurthala Soft starter based starter panel with RTU Lot-02 | MIS | D | 195 | NA | 000 | 00 |  |  | Nos
MISD196NA00000 | Unique Code | 4167- SBS NAGAR Flow Meter Lot-02 | MIS | D | 196 | NA | 000 | 00 |  |  | Nos
MISD197NA00000 | Unique Code | 4167- SBS NAGAR Wafer type butter fly valve with actuator Lot-02 | MIS | D | 197 | NA | 000 | 00 |  |  | Nos
MISD198NA00000 | Unique Code | 4167- SBS NAGAR Soft starter based starter panel with RTU Lot-02 | MIS | D | 198 | NA | 000 | 00 |  |  | Nos
MISQ025NG00000 | Unique Code | WTP Filter Bed panel , RTU, SPD, ARR with 3 phase valve operation for 3 nos. and 5 nos. valve provision. | MIS | Q | 025 | NG | 000 | 00 |  |  | Nos
MIST002PO00000 | Unique Code | 1 Sq.mm 2C+ 1.5 Sq.mm 3C+ 4Cx 4 Sq.mm+1Sq.mm 5C and 1 Sq.mm 7 C cable | MIS | T | 002 | PO | 000 | 00 |  |  | Nos
MISD017NA00000 | Unique Code | Cost of Installation, Armoured power cable, Motor and controliing Flexible Cable with required accessories Gland, tray, pipes & integration of actuators, Flow meters and Other instruments | MIS | D | 017 | NA | 000 | 00 |  |  | Nos
MISB199NA00000 | Unique Code | 4185-Rishabh Contractor Panel | MIS | B | 199 | NA | 000 | 00 |  |  | Nos
MISA200NA00000 | Unique Code | RTU with panel with UPS compatible WTP panel | MIS | A | 200 | NA | 000 | 00 |  |  | Nos
MISR201NA00000 | Unique Code | IT ITEMS FOR Project 4139 | MIS | R | 201 | NA | 000 | 00 |  |  | Nos
MISQ202NA00000 | Unique Code | SOLAR ITEMS FOR PROJECT-4189 | MIS | Q | 202 | NA | 000 | 00 |  |  | Nos
MISZ203NA00000 | Unique Code | Installation Materails For 4189 | MIS | Z | 203 | NA | 000 | 00 |  |  | Nos
MISD204NA00000 | Unique Code | 4191-Zetwerks Automation Panel | MIS | D | 204 | NA | 000 | 00 |  |  | Nos
MIST205NA00000 | Unique Code | 4191- Zetwerks Earthig+Cable | MIS | T | 205 | NA | 000 | 00 |  |  | Nos
MISB206NA00000 | Unique Code | 4191-Zetwerks Chlorine Sensor and Acylic Panel | MIS | B | 206 | NA | 000 | 00 |  |  | Nos
MISD207NA00000 | Unique Code | Split AC 1.5 Ton (air conditioner) | MIS | D | 207 | NA | 000 | 00 |  |  | Nos
MISB026KR00000 | Unique Code | COMMISSSIONING SPARE FOR SOLAR SALT RTU Panel System , (1) ULT (0-10Mtr)(2) PT 0-16 Bar -05 nos. (3) EM- 8 Nos. (4) Copper cable 2C, 6C and 10 c x 1.5, sq mm etc. (Lot) | MIS | B | 026 | KR | 000 | 00 |  |  | Nos
MIST208NA00000 | Unique Code | Hansford Vibration Sensor Cable With 4-Pin M12 Connector and 10 Mtr length | MIS | T | 208 | NA | 000 | 00 |  |  | Nos
MISA017NA00000 | Unique Code | 400 RL PLC PANLE outdoor type (for 9 Nos AT Valve and 1 Nos. ULT ) | MIS | A | 017 | NA | 000 | 00 |  |  | Nos
MISA017NA00000 | Unique Code | 400 RL PLC PANLE outdoor type (for 9 Nos AT Valve and 1 Nos. ULT ) Solar battery charger , 10A@12V/24V DC | MIS | A | 017 | NA | 000 | 00 |  |  | Nos
MISQ209NA00000 | Unique Code | 8163- RTU SCADA Panel | MIS | Q | 209 | NA | 000 | 00 |  |  | Nos
MISS000BL00000 | Unique Code | Cyber Security Audit (Web Scada Software Cert in Audit) Cyber Security Audit (Web Scada Software Cert in Audit) Black Box Limited | MIS | S | 000 | BL | 000 | 00 |  |  | Nos
MISB219NA00000 | Unique Code | 4197- Devash Automation Panel With HMI,MFM &n ACTUATOR | MIS | B | 219 | NA | 000 | 00 |  |  | Nos
MISD018NA00000 | Unique Code | SC simplex coupler adapter (Fiber accessories) SC simplex coupler adapter (Fiber accessories) | MIS | D | 018 | NA | 000 | 00 |  |  | Nos
MISD019NA00000 | Unique Code | Adapter panel complete (Fiber Accessories) Adapter panel complete (Fiber Accessories) | MIS | D | 019 | NA | 000 | 00 |  |  | Nos
MISA220SC00000 | Unique Code | Schneider PLC - DI-32,DO-16,AI-5(4-20 mA) | MIS | A | 220 | SC | 000 | 00 |  |  | Nos
MISA221SC00000 | Unique Code | Schneider PLC DI=42,DO=18, AI=7(4-20 mA) | MIS | A | 221 | SC | 000 | 00 |  |  | Nos
MISA222SC00000 | Unique Code | Schneider PLC DI=33,DO=15, AI=4(4-20 mA) | MIS | A | 222 | SC | 000 | 00 |  |  | Nos
MISA223SC00000 | Unique Code | Schneider PLC , DI=25,DO=9, AI=1(4-20 mA) | MIS | A | 223 | SC | 000 | 00 |  |  | Nos
MISA224SC00000 | Unique Code | Schneider PLC , DI=47,DO=24, AI=4(4-20 mA) | MIS | A | 224 | SC | 000 | 00 |  |  | Nos
MISA225SC00000 | Unique Code | Schneider PLC , DI=28,DO=14, AI=1(4-20 mA) | MIS | A | 225 | SC | 000 | 00 |  |  | Nos
MISD226NA00000 | Unique Code | Local Display Unit (LDU) for RTU/Data logger | MIS | D | 226 | NA | 000 | 00 |  |  | Nos
MISD227NA00000 | Unique Code | Outdoor Display Board Unit (ODBU) | MIS | D | 227 | NA | 000 | 00 |  |  | Nos
MISJ228NA00000 | Unique Code | Acoustic Doppler Current Profiler (ADCP) having velocity profiling range 0.4 to 40 Meters with compatible DGPS | MIS | J | 228 | NA | 000 | 00 |  |  | Nos
MISJ229NA00000 | Unique Code | 2.4 GHz Telemetry / External Power / SonTek DGNSS Multi-constellation Module for remote data | MIS | J | 229 | NA | 000 | 00 |  |  | Nos
MISJ230NA00000 | Unique Code | SonTek Hydroboard II-Max for RiverSurveyor S5 and M9 systems, 51-in (130-cm) length, 16.4 ft/s (5.0 m/s) maximum velocity. | MIS | J | 230 | NA | 000 | 00 |  |  | Nos
MISJ231NA00000 | Unique Code | SonTek Hydroboard II-Max soft carrying case | MIS | J | 231 | NA | 000 | 00 |  |  | Nos
MISJ232NA00000 | Unique Code | Rechargeable NiMH AA batteries, package of (16) | MIS | J | 232 | NA | 000 | 00 |  |  | Nos
MISJ233NA00000 | Unique Code | ADCP 0-6m with DGPS and all accessories RS5 portable five-beam 3.0 MHz acoustic Doppler current profiling/discharge measurement system | MIS | J | 233 | NA | 000 | 00 |  |  | Nos
MISJ234NA00000 | Unique Code | Battery charger, 16 position, for AA NiMH batteries | MIS | J | 234 | NA | 000 | 00 |  |  | Nos
MISJ235NA00000 | Unique Code | 10-m power & RS232 serial communications cable, compact 8-pin male wet-pluggable to 9-pin D-sub | MIS | J | 235 | NA | 000 | 00 |  |  | Nos
MISD208CI00000 | Unique Code | VIBit Wi-Fi VIBit Tr-Axial Vibration, temp and audio sensor | MIS | D | 208 | CI | 000 | 00 |  |  | Nos
MISD236NA00000 | Unique Code | Supply of PLC/RTU system with software development of PLC/RTU | MIS | D | 236 | NA | 000 | 00 |  |  | Nos
MISD237NA00000 | Unique Code | Supply of Shaft Encoder based rotary position sensor with local digital Display | MIS | D | 237 | NA | 000 | 00 |  |  | Nos
MISD238NA00000 | Unique Code | Supply of 3 Phase VFD Starter panel for each motor of BARRAGE | MIS | D | 238 | NA | 000 | 00 |  |  | Nos
MISD239NA00000 | Unique Code | Supply of Data logger/RTU with 2 channel input type with GPRS/GSM based telemetry & enclosure | MIS | D | 239 | NA | 000 | 00 |  |  | Nos
MISD240NA00000 | Unique Code | Supply of Main PLC Controller system with firm ware | MIS | D | 240 | NA | 000 | 00 |  |  | Nos
MISD241NA00000 | Unique Code | Supply of IT Hardware, which includes required Static IP, Router with modem, Switch, firewall system and A3 / A4 color printer | MIS | D | 241 | NA | 000 | 00 |  |  | Nos
MISD242NA00000 | Unique Code | SITC of SCADA Automation System -RK Order-8158 | MIS | D | 242 | NA | 000 | 00 |  |  | Nos
MISD243NA00000 | Unique Code | 4136-A Afcons T W AUTOMATION SYS FOR PUMP PLANT 10HP | MIS | D | 243 | NA | 000 | 00 |  |  | Nos
MISD244NA00000 | Unique Code | 4136-A Afcons T W AUTOMATION SYS FOR PUMP PLANT 12.5HP | MIS | D | 244 | NA | 000 | 00 |  |  | Nos
MISD245NA00000 | Unique Code | 4136-A Afcons T W AUTOMATION SYS FOR PUMP PLANT 15HP | MIS | D | 245 | NA | 000 | 00 |  |  | Nos
MISD246NA00000 | Unique Code | 4136-A Afcons T W AUTOMATION SYS FOR PUMP PLANT 17.5HP | MIS | D | 246 | NA | 000 | 00 |  |  | Nos
MISD247NA00000 | Unique Code | 4205 PH & Conductivity sensor with transmitter each one at Outlet of Raw water tank | MIS | D | 247 | NA | 000 | 00 |  |  | Nos
MISD248NA00000 | Unique Code | 4205CIMCON make flowchart programmable RTU 6000 with suitable enclosure. DI=40, DO=16, AI=8 (4-20 mA), with keyboard, display, ARM 7 processor, with SD card socket, battery backup, DI # 16 - power fail. GSM Based Remote Terminal Units with Analog and Digital parameter and features as specified to store and transmit data on GSM as Backbone to control room. | MIS | D | 248 | NA | 000 | 00 |  |  | Nos
MISD249NA00000 | Unique Code | 4200- CIMCON make automation panel and actuator comprises of following components. Intakewell | MIS | D | 249 | NA | 000 | 00 |  |  | Nos
MISD250NA00000 | Unique Code | 4200-CIMCON make automation panel and actuator comprises of following components. CWR1 Pump House | MIS | D | 250 | NA | 000 | 00 |  |  | Nos
MISD251NA00000 | Unique Code | 4200-CIMCON make automation panel and actuator comprises of following components. CWR2 Pump House | MIS | D | 251 | NA | 000 | 00 |  |  | Nos
MISR252NA00000 | Unique Code | UP JJM Server with Below Specfication: 16 GB RAM (expandable to 32 GB) 512 GB SSD Windows Server OS 2019 or higher MSSQL 2015 or higher Xeon processor | MIS | R | 252 | NA | 000 | 00 |  |  | Nos
MISD253NA00000 | Unique Code | 4200-Supply of CIMCON make butterfly valve with single phase actuators, size 100 mm (4 Nos) & 125 mm (4 Nos), PN -1.6 | MIS | D | 253 | NA | 000 | 00 |  |  | Nos
MISD254NA00000 | Unique Code | 4200-Supply of CIMCON make butterfly valve with single phase actuators, size 100 mm (6 Nos) & 125 mm (2 Nos), PN -1.6 | MIS | D | 254 | NA | 000 | 00 |  |  | Nos
MISD255NA00000 | Unique Code | Anutech- Solar Based Tubewell without PUMP VFD - Combined Panel (Automation Panel, Actuator Panel with Control Panel ) | MIS | D | 255 | NA | 000 | 00 |  |  | Nos
MISD256NA00000 | Unique Code | TUBEWELL Panel HSC GROUP-05 | MIS | D | 256 | NA | 000 | 00 |  |  | Nos
MISD257NA00000 | Unique Code | BOM as Per Annexure-GROUP-03 HSC project | MIS | D | 257 | NA | 000 | 00 |  |  | Nos
MISD258NA00000 | Unique Code | Online water quality Multiparameter Analyzer (pH, Turbidity, DO, TDS) | MIS | D | 258 | NA | 000 | 00 |  |  | Nos
MISD259NA00000 | Unique Code | BOM as Per Annexure GROUP-06 | MIS | D | 259 | NA | 000 | 00 |  |  | Nos
MISD260NA00000 | Unique Code | BOM as Per Annexure GROUP-02 | MIS | D | 260 | NA | 000 | 00 |  |  | Nos
MISD261NA00000 | Unique Code | water quality Multiparameter Analyzer (pH, Turbidity, DO, TDS, RCA) | MIS | D | 261 | NA | 000 | 00 |  |  | Nos
MISD262NA00000 | Unique Code | BOM as Per Annexure GROUP-04 | MIS | D | 262 | NA | 000 | 00 |  |  | Nos
MISD263NA00000 | Unique Code | BOM as Per Annexure GROUP-01 Tank with HMI | MIS | D | 263 | NA | 000 | 00 |  |  | Nos
MISD264NA00000 | Unique Code | Online water quality Multiparameter Analyzer (pH, Turbidity, TDS, RCA) | MIS | D | 264 | NA | 000 | 00 |  |  | Nos
MISD265NA00000 | Unique Code | TANK Level MONITORING PANEL WITH IWT1000 + LEVEL INDICATOR BOM as Per Annexure GROUP-07 | MIS | D | 265 | NA | 000 | 00 |  |  | Nos
MISD266NA00000 | Unique Code | Master Control Station -HSC Project 4207~4210 | MIS | D | 266 | NA | 000 | 00 |  |  | Nos
MISD267NA00000 | Unique Code | HSC PANEL BOM as Per Annexure GROUP-07 | MIS | D | 267 | NA | 000 | 00 |  |  | Nos
MISD268NA00000 | Unique Code | HSC PANEL BOM as Per Annexure GROUP-08 | MIS | D | 268 | NA | 000 | 00 |  |  | Nos
MISD269NA00000 | Unique Code | HSC PANEL BOM as Per Annexure GROUP-09 | MIS | D | 269 | NA | 000 | 00 |  |  | Nos
MISD270NA00000 | Unique Code | HSC PANEL BOM as Per Annexure GROUP-10 | MIS | D | 270 | NA | 000 | 00 |  |  | Nos
MISD271NA00000 | Unique Code | HSC PANEL BOM as Per Annexure GROUP-11 | MIS | D | 271 | NA | 000 | 00 |  |  | Nos
MISD272NA00000 | Unique Code | HSC PANEL BOM as Per Annexure GROUP-12 | MIS | D | 272 | NA | 000 | 00 |  |  | Nos
MISD273NA00000 | Unique Code | HSC PANEL BOM as Per Annexure GROUP-13 | MIS | D | 273 | NA | 000 | 00 |  |  | Nos
MISD274NA00000 | Unique Code | HSC PANEL BOM as Per Annexure GROUP-14 | MIS | D | 274 | NA | 000 | 00 |  |  | Nos
MISD275NA00000 | Unique Code | HSC PANEL BOM as Per Annexure GROUP-15 | MIS | D | 275 | NA | 000 | 00 |  |  | Nos
MISD276NA00000 | Unique Code | HSC PANEL BOM as Per Annexure GROUP-16 | MIS | D | 276 | NA | 000 | 00 |  |  | Nos
MISD277NA00000 | Unique Code | HSC PANEL BOM as Per Annexure GROUP-17 | MIS | D | 277 | NA | 000 | 00 |  |  | Nos
MISD278NA00000 | Unique Code | HSC PANEL BOM as Per Annexure GROUP-18 | MIS | D | 278 | NA | 000 | 00 |  |  | Nos
MISD279NA00000 | Unique Code | HSC PANEL BOM as Per Annexure GROUP-19 | MIS | D | 279 | NA | 000 | 00 |  |  | Nos
MISD280NA00000 | Unique Code | HSC PANEL BOM as Per Annexure GROUP-20 | MIS | D | 280 | NA | 000 | 00 |  |  | Nos
MISD281NA00000 | Unique Code | Online water quality Multiparameter Analyzer (pH, Turbidity, TDS) | MIS | D | 281 | NA | 000 | 00 |  |  | Nos
MISD282NA00000 | Unique Code | Online water quality Multiparameter Analyzer. (pH, Turbidity, ORP, TDS) | MIS | D | 282 | NA | 000 | 00 |  |  | Nos
MISD283NA00000 | Unique Code | Online water quality Multiparameter Analyzer. (pH, Turbidity, DO, TDS, ORP) | MIS | D | 283 | NA | 000 | 00 |  |  | Nos
MISD284NA00000 | Unique Code | Online water quality Multiparameter Analyzer. (pH, Turbidity, DO, TDS, ORP, RCA) | MIS | D | 284 | NA | 000 | 00 |  |  | Nos
MISD020RI00000 | Unique Code | RD6018W DC Power Supply Variable Adjustable Module Buck Converter Voltmeter Multimeter 60V 18A 1080W- RD6018- RS2723 | MIS | D | 020 | RI | 000 | 00 |  |  | Nos
STAA001IE00000 | Stationary |  | STA | A | 001 | IE | 000 | 00 |  |  | Nos
STAA001IE00500 | Stationary |  | STA | A | 001 | IE | 005 | 00 |  |  | Nos
STAA003PA01200 | Stationary | 65*13 MM PT LABEL - JJM | STA | A | 003 | PA | 012 | 00 |  |  | Nos
STAA004PA01300 | Stationary | 45*25 MM HPT LABEL -JJM | STA | A | 004 | PA | 013 | 00 |  |  | Nos
STAA005PA01400 | Stationary | 43.4*31.4 MM RLT LABEL-JJM | STA | A | 005 | PA | 014 | 00 |  |  | Nos
STAA001IE00900 | Stationary |  | STA | A | 001 | IE | 009 | 00 |  |  | Nos
STAA001IE01000 | Stationary |  | STA | A | 001 | IE | 010 | 00 |  |  | Nos
STAD001NA00000 | Stationary | BOX FILE | STA | D | 001 | NA | 000 | 00 |  |  | Nos
STAE001NA00000 | Stationary | ROOM FRESHNER | STA | E | 001 | NA | 000 | 00 |  |  | Nos
STAF001NA00000 | Stationary | PAPER CUTTER BIG 18 MM | STA | F | 001 | NA | 000 | 00 |  |  | Nos
STAG001NA00000 | Stationary | CD COVER | STA | G | 001 | NA | 000 | 00 |  |  | Nos
STAI001NA00000 | Stationary | CELLOTAPE DISPENSER B | STA | I | 001 | NA | 000 | 00 |  |  | Nos
STAJ001NA00000 | Stationary | ARTLINE PRINT MARKER | STA | J | 001 | NA | 000 | 00 |  |  | Nos
STAK001NA00000 | Stationary | A4 PRINT PAPER 70 GSM | STA | K | 001 | NA | 000 | 00 |  |  | Nos
AMRB025ST00000 | AMR | BATTERY OPERATED ULTRASONIC WATER METER WITH LORA MODEM 25 MM DIA. | AMR | B | 025 | ST | 000 | 00 |  |  | Nos
PACE004BP00000 | Packing Material |  | PAC | E | 004 | BP | 000 | 00 |  |  | Nos
PACE005BP00000 | Packing Material |  | PAC | E | 005 | BP | 000 | 00 |  |  | Nos
PACE006BP00000 | Packing Material |  | PAC | E | 006 | BP | 000 | 00 |  |  | Nos
PACF001DO00000 | Packing Material |  | PAC | F | 001 | DO | 000 | 00 |  |  | Nos
PACG001ST00000 | Packing Material | STRETCH FILM 12 " | PAC | G | 001 | ST | 000 | 00 |  |  | Nos
PACH001ST00000 | Packing Material | BUBBLE ROLL | PAC | H | 001 | ST | 000 | 00 |  |  | Nos
PACI001ST00000 | Packing Material | CELLOTAPE 1" 65 MTR | PAC | I | 001 | ST | 000 | 00 |  |  | Nos